## Sites
add_soc_incentive | optimality_tolerance_bau | optimality_tolerance_decomp_subproblem | optimality_tolerance_techs | time_steps_per_hour | timeout_decomp_subproblem_seconds | timeout_seconds | use_decomposition_model | user_uuid | webtool_uuid | address | elevation_ft | land_acres | latitude | longitude | roof_squarefeet | error_message
TRUE | 0.001 | 0.02 | 0.001 | 1 | 120 | 295 | FALSE |  |  | 880 Bissell Ave. Richmond CA 94801 | 0 | 0 | 37.928 | -122.3597 | 15244

## Financial_inputs
| analysis_years | boiler_fuel_escalation_pct | chp_fuel_escalation_pct | escalation_pct | microgrid_upgrade_cost_pct | offtaker_discount_pct | offtaker_tax_pct | om_cost_escalation_pct | owner_discount_pct | owner_tax_pct | third_party_ownership | value_of_lost_load_us_dollars_per_kwh
0_01_880 Bissell Ave. Richmond CA 94801 | 20 | 0.034 | 0.034 | 0.026 | 0.3 | 0.081 | 0.26 | 0.025 | 0.081 | 0.26 | FALSE | 0.58

## LoadProfile_inputs
| annual_kwh | critical_load_pct | critical_loads_kw_is_net | doe_reference_name | loads_kw_is_net | outage_end_hour | outage_end_time_step | outage_is_major_event | outage_start_hour | outage_start_time_step | percent_share | year
0_01_880 Bissell Ave. Richmond CA 94801 | 400866 | 0.1 | FALSE | SecondarySchool | TRUE |  |  | FALSE |  |  | 100 | 2017

## LoadProfileBoilerFuel_inputs
annual_mmbtu
0_01_880 Bissell Ave. Richmond CA 94801

## LoadProfileChillerThermal_inputs
| annual_fraction | annual_tonhour | chiller_cop
0_01_880 Bissell Ave. Richmond CA 94801 |  |  | 4.4

## ElectricTariff_inputs
| add_blended_rates_to_urdb_rate | add_tou_energy_rates_to_urdb_rate | blended_annual_demand_charges_us_dollars_per_kw | blended_annual_rates_us_dollars_per_kwh | chp_does_not_reduce_demand_charges | chp_standby_rate_us_dollars_per_kw_per_month | interconnection_limit_kw | net_metering_limit_kw | urdb_label | urdb_rate_name | urdb_response | urdb_utility_name
0_01_880 Bissell Ave. Richmond CA 94801 | FALSE | FALSE | 0 | 0.173 | FALSE | 0 | 100000000 | 1000 |  |  |  | Pacific Gas & Electric Company

## FuelTariff_inputs
| boiler_fuel_blended_annual_rates_us_dollars_per_mmbtu | chp_fuel_blended_annual_rates_us_dollars_per_mmbtu | chp_fuel_type | existing_boiler_fuel_type
0_01_880 Bissell Ave. Richmond CA 94801 | 0 | 0 | natural_gas | natural_gas

## Wind_inputs
| can_curtail | can_export_beyond_site_load | can_net_meter | can_wholesale | federal_itc_pct | federal_rebate_us_dollars_per_kw | installed_cost_us_dollars_per_kw | macrs_bonus_pct | macrs_itc_reduction | macrs_option_years | max_kw | min_kw | om_cost_us_dollars_per_kw | pbi_max_us_dollars | pbi_system_max_kw | pbi_us_dollars_per_kwh | pbi_years | size_class | state_ibi_max_us_dollars | state_ibi_pct | state_rebate_max_us_dollars | state_rebate_us_dollars_per_kw | utility_ibi_max_us_dollars | utility_ibi_pct | utility_rebate_max_us_dollars | utility_rebate_us_dollars_per_kw
0_01_880 Bissell Ave. Richmond CA 94801 | TRUE | TRUE | TRUE | TRUE | 0.26 | 0 | 3013 | 0 | 0.5 | 5 | 0 | 0 | 40 | 1000000000 | 1000000000 | 0 | 1 |  | 10000000000 | 0 | 10000000000 | 0 | 10000000000 | 0 | 10000000000 | 0

## PV_inputs
| array_type | azimuth | can_curtail | can_export_beyond_site_load | can_net_meter | can_wholesale | dc_ac_ratio | degradation_pct | existing_kw | federal_itc_pct | federal_rebate_us_dollars_per_kw | gcr | installed_cost_us_dollars_per_kw | inv_eff | location | losses | macrs_bonus_pct | macrs_itc_reduction | macrs_option_years | max_kw | min_kw | module_type | om_cost_us_dollars_per_kw | pbi_max_us_dollars | pbi_system_max_kw | pbi_us_dollars_per_kwh | pbi_years | pv_name | radius | state_ibi_max_us_dollars | state_ibi_pct | state_rebate_max_us_dollars | state_rebate_us_dollars_per_kw | tilt | utility_ibi_max_us_dollars | utility_ibi_pct | utility_rebate_max_us_dollars | utility_rebate_us_dollars_per_kw
0_01_880 Bissell Ave. Richmond CA 94801 | 1 | 180 | TRUE | TRUE | TRUE | TRUE | 1.1 | 0.005 | 0 | 0.3 | 0 | 0.4 | 2000 | 0.96 | both | 0.14 | 0 | 0.5 | 5 | 1000000000 | 0 | 0 | 16 | 1000000000 | 1000000000 | 0 | 1 |  | 0 | 10000000000 | 0 | 10000000000 | 0 | 10 | 10000000000 | 0 | 10000000000 | 0

## Storage_inputs
| battery_replacement_year | installed_cost_us_dollars_per_kw | installed_cost_us_dollars_per_kwh | internal_efficiency_pct | inverter_efficiency_pct | inverter_replacement_year | macrs_bonus_pct | macrs_itc_reduction | macrs_option_years | max_kw | max_kwh | min_kw | min_kwh | rectifier_efficiency_pct | replace_cost_us_dollars_per_kw | replace_cost_us_dollars_per_kwh | soc_init_pct | soc_min_pct | total_itc_pct | total_rebate_us_dollars_per_kw | total_rebate_us_dollars_per_kwh
0_01_880 Bissell Ave. Richmond CA 94801 | 10 | 1000 | 500 | 0.975 | 0.96 | 10 | 0 | 0.5 | 7 | 1000000 | 1000000 | 0 | 0 | 0.96 | 460 | 230 | 0.5 | 0.2 | 0 | 0 | 0

## Generator_inputs
| can_curtail | can_export_beyond_site_load | can_net_meter | can_wholesale | diesel_fuel_cost_us_dollars_per_gallon | existing_kw | federal_itc_pct | federal_rebate_us_dollars_per_kw | fuel_avail_gal | fuel_intercept_gal_per_hr | fuel_slope_gal_per_kwh | generator_only_runs_during_grid_outage | generator_sells_energy_back_to_grid | installed_cost_us_dollars_per_kw | macrs_bonus_pct | macrs_itc_reduction | macrs_option_years | max_kw | min_kw | min_turn_down_pct | om_cost_us_dollars_per_kw | om_cost_us_dollars_per_kwh | pbi_max_us_dollars | pbi_system_max_kw | pbi_us_dollars_per_kwh | pbi_years | state_ibi_max_us_dollars | state_ibi_pct | state_rebate_max_us_dollars | state_rebate_us_dollars_per_kw | utility_ibi_max_us_dollars | utility_ibi_pct | utility_rebate_max_us_dollars | utility_rebate_us_dollars_per_kw
0_01_880 Bissell Ave. Richmond CA 94801 | FALSE | FALSE | FALSE | FALSE | 4 | 0 | 0 | 0 | 0 | 0.0125 | 0.068 | TRUE | FALSE | 2500 | 0 | 0 | 0 | 1000000000 | 0 | 0.3 | 50 | 20 | 0 | 0 | 0 | 0 | 0 | 0 | 0 | 0 | 0 | 0 | 0 | 0

## CHP_inputs
| can_curtail | can_export_beyond_site_load | can_net_meter | can_wholesale | chp_unavailability_periods | cooling_thermal_factor | elec_effic_full_load | elec_effic_half_load | federal_itc_pct | federal_rebate_us_dollars_per_kw | macrs_bonus_pct | macrs_itc_reduction | macrs_option_years | max_derate_factor | max_kw | min_allowable_kw | min_kw | min_turn_down_pct | om_cost_us_dollars_per_hr_per_kw_rated | om_cost_us_dollars_per_kw | om_cost_us_dollars_per_kwh | pbi_max_us_dollars | pbi_system_max_kw | pbi_us_dollars_per_kwh | pbi_years | prime_mover | size_class | state_ibi_max_us_dollars | state_ibi_pct | state_rebate_max_us_dollars | state_rebate_us_dollars_per_kw | thermal_effic_full_load | thermal_effic_half_load | use_default_derate | utility_ibi_max_us_dollars | utility_ibi_pct | utility_rebate_max_us_dollars | utility_rebate_us_dollars_per_kw
0_01_880 Bissell Ave. Richmond CA 94801 | FALSE | FALSE | FALSE | FALSE |  |  |  |  | 0.1 | 0 | 1 | 0.5 | 5 | 1 | 0 |  | 0 |  | 0 | 0 |  | 10000000000 | 1000000000 | 0 | 1 |  |  | 10000000000 | 0 | 10000000000 | 0 |  |  | TRUE | 10000000000 | 0 | 10000000000 | 0

## ColdTES_inputs
| installed_cost_us_dollars_per_gal | internal_efficiency_pct | macrs_bonus_pct | macrs_option_years | max_gal | min_gal | om_cost_us_dollars_per_gal | soc_init_pct | soc_min_pct | thermal_decay_rate_fraction
0_01_880 Bissell Ave. Richmond CA 94801 | 1.5 | 1 | 0 | 0 | 0 | 0 | 0 | 0.5 | 0.1 | 0.0004

## HotTES_inputs
| installed_cost_us_dollars_per_gal | internal_efficiency_pct | macrs_bonus_pct | macrs_option_years | max_gal | min_gal | om_cost_us_dollars_per_gal | soc_init_pct | soc_min_pct | thermal_decay_rate_fraction
0_01_880 Bissell Ave. Richmond CA 94801 | 1.5 | 1 | 0 | 0 | 0 | 0 | 0 | 0.5 | 0.1 | 0.0004

## Boiler_inputs
| boiler_efficiency | existing_boiler_production_type_steam_or_hw | max_thermal_factor_on_peak_load
0_01_880 Bissell Ave. Richmond CA 94801 | 0 |  | 1.25

## ElectricChiller_inputs
max_thermal_factor_on_peak_load
0_01_880 Bissell Ave. Richmond CA 94801 | 1.25

## AbsorptionChiller_inputs
| chiller_cop | chiller_elec_cop | installed_cost_us_dollars_per_ton | macrs_bonus_pct | macrs_option_years | max_ton | min_ton | om_cost_us_dollars_per_ton
0_01_880 Bissell Ave. Richmond CA 94801 | 0.74 | 14.1 |  | 0 | 0 | 0 | 0

## Financial_outputs
| annualized_payment_to_third_party_us_dollars | avoided_outage_costs_us_dollars | developer_om_and_replacement_present_cost_after_tax_us_dollars | initial_capital_costs | initial_capital_costs_after_incentives | irr_pct | lcc_bau_us_dollars | lcc_us_dollars | microgrid_upgrade_cost_us_dollars | net_capital_costs | net_capital_costs_plus_om_us_dollars | net_om_us_dollars_bau | net_present_cost_us_dollars | npv_us_dollars | om_and_replacement_present_cost_after_tax_us_dollars | replacement_costs | simple_payback_years | total_om_costs_us_dollars | year_one_om_costs_before_tax_us_dollars | year_one_om_costs_us_dollars
0_01_880 Bissell Ave. Richmond CA 94801 |  |  |  | 304880 | 165736.78 | 0.1611 | 620435 | 471943 | 49721.034 | 165736.78 | 187372 | 0 |  | 148492 | 21635 | 0 | 5.2784 | 21635 | 2439 | 1805

## LoadProfile_outputs
| annual_calculated_kwh | bau_sustained_time_steps | resilience_check_flag | sustain_hours
0_01_880 Bissell Ave. Richmond CA 94801 | 400866 | 0 | TRUE | 0

## LoadProfileBoilerFuel_outputs
annual_calculated_boiler_fuel_load_mmbtu_bau
0_01_880 Bissell Ave. Richmond CA 94801 | 0

## LoadProfileChillerThermal_outputs
annual_calculated_kwh_bau
0_01_880 Bissell Ave. Richmond CA 94801 | 0

## ElectricTariff_outputs
| emissions_region | total_chp_standby_cost_us_dollars | total_coincident_peak_cost_bau_us_dollars | total_coincident_peak_cost_us_dollars | total_demand_cost_bau_us_dollars | total_demand_cost_us_dollars | total_energy_cost_bau_us_dollars | total_energy_cost_us_dollars | total_export_benefit_bau_us_dollars | total_export_benefit_us_dollars | total_fixed_cost_bau_us_dollars | total_fixed_cost_us_dollars | total_min_charge_adder_bau_us_dollars | total_min_charge_adder_us_dollars | year_one_bill_bau_us_dollars | year_one_bill_us_dollars | year_one_chp_standby_cost_us_dollars | year_one_coincident_peak_cost_bau_us_dollars | year_one_coincident_peak_cost_us_dollars | year_one_demand_cost_bau_us_dollars | year_one_demand_cost_us_dollars | year_one_energy_cost_bau_us_dollars | year_one_energy_cost_us_dollars | year_one_energy_supplied_kwh | year_one_energy_supplied_kwh_bau | year_one_export_benefit_bau_us_dollars | year_one_export_benefit_us_dollars | year_one_fixed_cost_bau_us_dollars | year_one_fixed_cost_us_dollars | year_one_min_charge_adder_bau_us_dollars | year_one_min_charge_adder_us_dollars
0_01_880 Bissell Ave. Richmond CA 94801 | California |  | 0 | 0 | 0 | 0 | 620434.82 | 358626.97 | 0 | -74055.88 | 0 | 0 | 0 | 0 | 69349.82 | 40085.94 |  | 0 | 0 | 0 | 0 | 69349.82 | 40085.94 | 231710.66 | 400866 | 0 | -8278 | 0 | 0 | 0 | 0

## FuelTariff_outputs
| total_boiler_fuel_cost_bau_us_dollars | total_boiler_fuel_cost_us_dollars | total_chp_fuel_cost_us_dollars | year_one_boiler_fuel_cost_bau_us_dollars | year_one_boiler_fuel_cost_us_dollars | year_one_chp_fuel_cost_us_dollars
0_01_880 Bissell Ave. Richmond CA 94801 | 0 | 0 | 0 | 0 | 0 | 0

## Storage_outputs
| size_kw | size_kwh
0_01_880 Bissell Ave. Richmond CA 94801 | 0 | 0

## Generator_outputs
| average_yearly_energy_exported_kwh | average_yearly_energy_produced_kwh | existing_gen_total_fixed_om_cost_us_dollars | existing_gen_total_fuel_cost_us_dollars | existing_gen_total_variable_om_cost_us_dollars | existing_gen_year_one_fuel_cost_us_dollars | existing_gen_year_one_variable_om_cost_us_dollars | fuel_used_gal | fuel_used_gal_bau | size_kw | total_fixed_om_cost_us_dollars | total_fuel_cost_us_dollars | total_variable_om_cost_us_dollars | year_one_energy_produced_kwh | year_one_fixed_om_cost_us_dollars | year_one_fuel_cost_us_dollars | year_one_variable_om_cost_us_dollars
0_01_880 Bissell Ave. Richmond CA 94801 | 0 | 0 | 0 | 0 | 0 | 0 | 0 | 0 | 0 | 0 | 0 | 0 | 0 | 0 |  | 0 | 0

## Wind_outputs
| average_yearly_energy_exported_kwh | average_yearly_energy_produced_kwh | lcoe_us_dollars_per_kwh | size_kw | year_one_energy_produced_kwh
0_01_880 Bissell Ave. Richmond CA 94801 | 0 |  |  | 0

## CHP_outputs
| size_kw | year_one_electric_energy_produced_kwh | year_one_fuel_used_mmbtu | year_one_thermal_energy_produced_mmbtu
0_01_880 Bissell Ave. Richmond CA 94801 | 0 | 0 | 0 | 0

## Boiler_outputs
| year_one_boiler_fuel_consumption_mmbtu | year_one_boiler_thermal_production_mmbtu
0_01_880 Bissell Ave. Richmond CA 94801 | 0 | 0

## ElectricChiller_outputs
| year_one_electric_chiller_electric_consumption_kwh | year_one_electric_chiller_thermal_production_tonhr
0_01_880 Bissell Ave. Richmond CA 94801 | 0 | 0

## AbsorptionChiller_outputs
| size_ton | year_one_absorp_chl_electric_consumption_kwh | year_one_absorp_chl_thermal_consumption_mmbtu | year_one_absorp_chl_thermal_production_tonhr
0_01_880 Bissell Ave. Richmond CA 94801 | 0 |  | 0 | 0

## HotTES_outputs
size_gal
0_01_880 Bissell Ave. Richmond CA 94801 | 0

## ColdTES_outputs
size_gal
0_01_880 Bissell Ave. Richmond CA 94801 | 0

## PV_outputs
| average_yearly_energy_exported_kwh | average_yearly_energy_produced_bau_kwh | average_yearly_energy_produced_kwh | existing_pv_om_cost_us_dollars | lcoe_us_dollars_per_kwh | pv_name | size_kw | station_distance_km | station_latitude | station_longitude | year_one_energy_produced_bau_kwh | year_one_energy_produced_kwh
0_01_880 Bissell Ave. Richmond CA 94801 | 47896 | 0 | 217051 | 0 | 0.0875 |  | 152.44 | 1.7 | 37.93 | -122.34 | 0 | 227541

## Resilience_outputs
| avg_critical_load | avoided_outage_costs_us_dollars | help_text | present_worth_factor | resilience_hours_avg | resilience_hours_avg_bau | resilience_hours_max | resilience_hours_max_bau | resilience_hours_min | resilience_hours_min_bau
0_01_880 Bissell Ave. Richmond CA 94801 | 4.5761 | 84.39 | The present_worth_factor and avg_critical_load are provided such that one can calculate an avoided outage cost in dollars by multiplying a value of load load ($/kWh) by the avg_critical_load, resilience_hours_avg, and present_worth_factor. Note that if the outage event is 'major' (i.e. only occurs once), then the present_worth_factor is 1. | 12.0898 | 2.63 | 0 | 14 | 0 | 0 | 0

## 0_01_880 Bissell Ave. Richmond CA 94801_time_series
Financial¦offtaker_annual_free_cashflow_series_bau_us_dollars | Financial¦offtaker_annual_free_cashflow_series_us_dollars | Financial¦offtaker_discounted_annual_free_cashflow_series_bau_us_dollars | Financial¦offtaker_discounted_annual_free_cashflow_series_us_dollars | LoadProfile¦critical_load_series_kw | LoadProfile¦year_one_electric_load_series_kw | LoadProfileBoilerFuel¦year_one_boiler_fuel_load_series_mmbtu_per_hr | LoadProfileBoilerFuel¦year_one_boiler_thermal_load_series_mmbtu_per_hr | LoadProfileChillerThermal¦year_one_chiller_electric_load_series_kw | LoadProfileChillerThermal¦year_one_chiller_electric_load_series_kw_bau | LoadProfileChillerThermal¦year_one_chiller_thermal_load_series_ton | ElectricTariff¦year_one_demand_cost_series_us_dollars_per_kw | ElectricTariff¦year_one_energy_cost_series_us_dollars_per_kwh | ElectricTariff¦year_one_to_battery_series_kw | ElectricTariff¦year_one_to_load_series_bau_kw | ElectricTariff¦year_one_to_load_series_kw | PV¦year_one_curtailed_production_series_kw | PV¦year_one_power_production_series_kw | PV¦year_one_to_battery_series_kw | PV¦year_one_to_grid_series_kw | PV¦year_one_to_load_series_kw | Storage¦year_one_to_grid_series_kw | Storage¦year_one_to_load_series_kw | ColdTES¦year_one_thermal_from_cold_tes_series_ton | HotTES¦year_one_thermal_from_hot_tes_series_mmbtu_per_hr | Resilience¦outage_durations | Resilience¦probs_of_surviving | Resilience¦probs_of_surviving_by_hour_of_the_day_outage_duration_1 | Resilience¦probs_of_surviving_by_hour_of_the_day_outage_duration_2 | Resilience¦probs_of_surviving_by_hour_of_the_day_outage_duration_3 | Resilience¦probs_of_surviving_by_hour_of_the_day_outage_duration_4 | Resilience¦probs_of_surviving_by_hour_of_the_day_outage_duration_5 | Resilience¦probs_of_surviving_by_hour_of_the_day_outage_duration_6 | Resilience¦probs_of_surviving_by_hour_of_the_day_outage_duration_7 | Resilience¦probs_of_surviving_by_hour_of_the_day_outage_duration_8 | Resilience¦probs_of_surviving_by_hour_of_the_day_outage_duration_9 | Resilience¦probs_of_surviving_by_hour_of_the_day_outage_duration_10 | Resilience¦probs_of_surviving_by_hour_of_the_day_outage_duration_11 | Resilience¦probs_of_surviving_by_hour_of_the_day_outage_duration_12 | Resilience¦probs_of_surviving_by_hour_of_the_day_outage_duration_13 | Resilience¦probs_of_surviving_by_hour_of_the_day_outage_duration_14 | Resilience¦probs_of_surviving_by_hour_of_the_day_outage_duration_15 | Resilience¦probs_of_surviving_by_hour_of_the_day_outage_duration_16 | Resilience¦probs_of_surviving_by_hour_of_the_day_outage_duration_17 | Resilience¦probs_of_surviving_by_hour_of_the_day_outage_duration_18 | Resilience¦probs_of_surviving_by_hour_of_the_day_outage_duration_19 | Resilience¦probs_of_surviving_by_hour_of_the_day_outage_duration_20 | Resilience¦probs_of_surviving_by_hour_of_the_day_outage_duration_21 | Resilience¦probs_of_surviving_by_hour_of_the_day_outage_duration_22 | Resilience¦probs_of_surviving_by_hour_of_the_day_outage_duration_23 | Resilience¦probs_of_surviving_by_hour_of_the_day_outage_duration_24 | Resilience¦probs_of_surviving_by_hour_of_the_day_bau_outage_duration_1 | Resilience¦probs_of_surviving_by_hour_of_the_day_bau_outage_duration_2 | Resilience¦probs_of_surviving_by_hour_of_the_day_bau_outage_duration_3 | Resilience¦probs_of_surviving_by_hour_of_the_day_bau_outage_duration_4 | Resilience¦probs_of_surviving_by_hour_of_the_day_bau_outage_duration_5 | Resilience¦probs_of_surviving_by_hour_of_the_day_bau_outage_duration_6 | Resilience¦probs_of_surviving_by_hour_of_the_day_bau_outage_duration_7 | Resilience¦probs_of_surviving_by_hour_of_the_day_bau_outage_duration_8 | Resilience¦probs_of_surviving_by_hour_of_the_day_bau_outage_duration_9 | Resilience¦probs_of_surviving_by_hour_of_the_day_bau_outage_duration_10 | Resilience¦probs_of_surviving_by_hour_of_the_day_bau_outage_duration_11 | Resilience¦probs_of_surviving_by_hour_of_the_day_bau_outage_duration_12 | Resilience¦probs_of_surviving_by_hour_of_the_day_bau_outage_duration_13 | Resilience¦probs_of_surviving_by_hour_of_the_day_bau_outage_duration_14 | Resilience¦probs_of_surviving_by_hour_of_the_day_bau_outage_duration_15 | Resilience¦probs_of_surviving_by_hour_of_the_day_bau_outage_duration_16 | Resilience¦probs_of_surviving_by_hour_of_the_day_bau_outage_duration_17 | Resilience¦probs_of_surviving_by_hour_of_the_day_bau_outage_duration_18 | Resilience¦probs_of_surviving_by_hour_of_the_day_bau_outage_duration_19 | Resilience¦probs_of_surviving_by_hour_of_the_day_bau_outage_duration_20 | Resilience¦probs_of_surviving_by_hour_of_the_day_bau_outage_duration_21 | Resilience¦probs_of_surviving_by_hour_of_the_day_bau_outage_duration_22 | Resilience¦probs_of_surviving_by_hour_of_the_day_bau_outage_duration_23 | Resilience¦probs_of_surviving_by_hour_of_the_day_bau_outage_duration_24 | Resilience¦probs_of_surviving_by_month_outage_duration_1 | Resilience¦probs_of_surviving_by_month_outage_duration_2 | Resilience¦probs_of_surviving_by_month_outage_duration_3 | Resilience¦probs_of_surviving_by_month_outage_duration_4 | Resilience¦probs_of_surviving_by_month_outage_duration_5 | Resilience¦probs_of_surviving_by_month_outage_duration_6 | Resilience¦probs_of_surviving_by_month_outage_duration_7 | Resilience¦probs_of_surviving_by_month_outage_duration_8 | Resilience¦probs_of_surviving_by_month_outage_duration_9 | Resilience¦probs_of_surviving_by_month_outage_duration_10 | Resilience¦probs_of_surviving_by_month_outage_duration_11 | Resilience¦probs_of_surviving_by_month_outage_duration_12 | Resilience¦probs_of_surviving_by_month_bau_outage_duration_1 | Resilience¦probs_of_surviving_by_month_bau_outage_duration_2 | Resilience¦probs_of_surviving_by_month_bau_outage_duration_3 | Resilience¦probs_of_surviving_by_month_bau_outage_duration_4 | Resilience¦probs_of_surviving_by_month_bau_outage_duration_5 | Resilience¦probs_of_surviving_by_month_bau_outage_duration_6 | Resilience¦probs_of_surviving_by_month_bau_outage_duration_7 | Resilience¦probs_of_surviving_by_month_bau_outage_duration_8 | Resilience¦probs_of_surviving_by_month_bau_outage_duration_9 | Resilience¦probs_of_surviving_by_month_bau_outage_duration_10 | Resilience¦probs_of_surviving_by_month_bau_outage_duration_11 | Resilience¦probs_of_surviving_by_month_bau_outage_duration_12 | Resilience¦resilience_by_timestep | Resilience¦resilience_by_timestep_bau
0 | -304880 | 0 | -304880 | 2.0281 | 20.2812 | 0 | 0 | 0 | 0 | 0 | 0 | 0.173 | 0 | 20.281 | 20.281 | 0 | 0 | 0 | 0 | 0 | 0 | 0 | 0 | 0 | 1 | 0.4398 | 1 | 1 | 1 | 1 | 1 | 1 | 1 | 1 | 1 | 1 | 1 | 1 | 1 | 1 | 1 | 1 | 1 | 1 | 1 | 1 | 1 | 1 | 1 | 1 | 0 | 0 | 0 | 0 | 0 | 0 | 0 | 0 | 0 | 0 | 0 | 0 | 0 | 0 | 0 | 0 | 0 | 0 | 0 | 0 | 0 | 0 | 0 | 0 | 1 | 1 | 1 | 1 | 1 | 1 | 1 | 1 | 1 | 1 | 1 | 1 | 0 | 0 | 0 | 0 | 0 | 0 | 0 | 0 | 0 | 0 | 0 | 0 | 0 | 0
-52653.16 | 78939.82 | -48707.82 | 73024.81 | 2.0728 | 20.7285 | 0 | 0 | 0 | 0 | 0 | 0 | 0.173 | 0 | 20.729 | 20.729 | 0 | 0 | 0 | 0 | 0 | 0 | 0 | 0 | 0 | 2 | 0.3951 | 0 | 0 | 0 | 0 | 0 | 0.1041 | 0.4274 | 0.7315 | 0.9123 | 0.9616 | 0.9808 | 0.9726 | 0.9808 | 0.9753 | 0.9753 | 0.9616 | 0.8301 | 0.537 | 0.2055 | 0 | 0 | 0 | 0 | 0 | [24 empty] | 0.336 | 0.3824 | 0.4328 | 0.4903 | 0.5175 | 0.5514 | 0.5497 | 0.5094 | 0.4528 | 0.3898 | 0.3556 | 0.3078 | [12 empty] | 0 | 0
-54022.14 | -5112.91 | -46229.63 | -4375.39 | 2.1134 | 21.1338 | 0 | 0 | 0 | 0 | 0 | 0 | 0.173 | 0 | 21.134 | 21.134 | 0 | 0 | 0 | 0 | 0 | 0 | 0 | 0 | 0 | 3 | 0.3525 | 0 | 0 | 0 | 0 | 0 | 0.0986 | 0.4247 | 0.726 | 0.9096 | 0.9589 | 0.9699 | 0.9671 | 0.9671 | 0.9616 | 0.9397 | 0.8192 | 0.5342 | 0.2055 | 0 | 0 | 0 | 0 | 0 | 0 | [24 empty] | 0.289 | 0.3378 | 0.3817 | 0.4486 | 0.4731 | 0.5097 | 0.5067 | 0.4677 | 0.4097 | 0.3414 | 0.3111 | 0.2621 | [12 empty] | 0 | 0
-55426.72 | -14428.98 | -43877.52 | -11422.43 | 2.1193 | 21.1935 | 0 | 0 | 0 | 0 | 0 | 0 | 0.173 | 0 | 21.193 | 21.193 | 0 | 0 | 0 | 0 | 0 | 0 | 0 | 0 | 0 | 4 | 0.311 | 0 | 0 | 0 | 0 | 0 | 0.0986 | 0.4247 | 0.726 | 0.9096 | 0.9507 | 0.9644 | 0.9534 | 0.9534 | 0.9315 | 0.811 | 0.5315 | 0.2055 | 0 | 0 | 0 | 0 | 0 | 0 | 0 | [24 empty] | 0.246 | 0.2932 | 0.3347 | 0.4069 | 0.4315 | 0.4681 | 0.4651 | 0.4261 | 0.3681 | 0.297 | 0.2694 | 0.2218 | [12 empty] | 0 | 0
-56867.81 | -20313.21 | -41645.08 | -14875.64 | 2.1276 | 21.2757 | 0 | 0 | 0 | 0 | 0 | 0 | 0.173 | 0 | 21.276 | 21.276 | 0 | 0 | 0 | 0 | 0 | 0 | 0 | 0 | 0 | 5 | 0.27 | 0 | 0 | 0 | 0 | 0 | 0.0986 | 0.4247 | 0.726 | 0.9096 | 0.9452 | 0.9507 | 0.9397 | 0.926 | 0.8082 | 0.5288 | 0.2055 | 0 | 0 | 0 | 0 | 0 | 0 | 0 | 0 | [24 empty] | 0.2043 | 0.2515 | 0.2903 | 0.3653 | 0.3898 | 0.4264 | 0.4234 | 0.3844 | 0.3264 | 0.2581 | 0.2278 | 0.1815 | [12 empty] | 0 | 0
-58346.37 | -21041.17 | -39526.23 | -14254.15 | 2.2628 | 22.6278 | 0 | 0 | 0 | 0 | 0 | 0 | 0.173 | 0 | 22.628 | 22.628 | 0 | 0 | 0 | 0 | 0 | 0 | 0 | 0 | 0 | 6 | 0.2296 | 0 | 0 | 0 | 0 | 0 | 0.0986 | 0.4247 | 0.726 | 0.9068 | 0.9315 | 0.937 | 0.9151 | 0.8082 | 0.526 | 0.2055 | 0 | 0 | 0 | 0 | 0 | 0 | 0 | 0 | 0 | [24 empty] | 0.164 | 0.2098 | 0.2473 | 0.3236 | 0.3481 | 0.3847 | 0.3817 | 0.3427 | 0.2847 | 0.2191 | 0.1875 | 0.1438 | [12 empty] | 0 | 0
-59863.38 | -25669.01 | -37515.18 | -16086.26 | 2.3105 | 23.1046 | 0 | 0 | 0 | 0 | 0 | 0 | 0.173 | 0 | 23.105 | 23.105 | 0 | 0 | 0 | 0 | 0 | 0 | 0 | 0 | 0 | 7 | 0.1901 | 0 | 0 | 0 | 0 | 0 | 0.0986 | 0.4247 | 0.726 | 0.8959 | 0.9178 | 0.9123 | 0.8027 | 0.526 | 0.2055 | 0 | 0 | 0 | 0 | 0 | 0 | 0 | 0 | 0 | 0 | [24 empty] | 0.125 | 0.1682 | 0.207 | 0.2819 | 0.3065 | 0.3431 | 0.3401 | 0.3011 | 0.2431 | 0.1801 | 0.1486 | 0.1075 | [12 empty] | 0 | 0
-61419.83 | -30316.22 | -35606.45 | -17574.99 | 1.7854 | 17.8544 | 0 | 0 | 0 | 0 | 0 | 0 | 0.173 | 0 | 17.854 | 17.854 | 0 | 0 | 0 | 0 | 0 | 0 | 0 | 0 | 0 | 8 | 0.1518 | 0 | 0 | 0 | 0 | 0 | 0.0986 | 0.4247 | 0.7233 | 0.8849 | 0.9014 | 0.8 | 0.5233 | 0.2055 | 0 | 0 | 0 | 0 | 0 | 0 | 0 | 0 | 0 | 0 | 0 | [24 empty] | 0.0874 | 0.128 | 0.1694 | 0.2403 | 0.2648 | 0.3014 | 0.2984 | 0.2594 | 0.2014 | 0.1425 | 0.1097 | 0.0753 | [12 empty] | 0 | 0
-63016.74 | -31102.3 | -33794.84 | -16679.65 | 1.7617 | 17.6175 | 0 | 0 | 0 | 0 | 0 | 0 | 0.173 | 0 | 17.618 | 15.713 | 0 | 1.905 | 0 | 0 | 1.905 | 0 | 0 | 0 | 0 | 9 | 0.1144 | 0 | 0 | 0 | 0 | 0 | 0.0986 | 0.4247 | 0.7205 | 0.8712 | 0.8 | 0.5233 | 0.2055 | 0 | 0 | 0 | 0 | 0 | 0 | 0 | 0 | 0 | 0 | 0 | 0 | [24 empty] | 0.0538 | 0.0908 | 0.1331 | 0.1986 | 0.2231 | 0.2597 | 0.2567 | 0.2177 | 0.1597 | 0.1075 | 0.0736 | 0.0444 | [12 empty] | 8 | 0
-64655.18 | -31908.76 | -32075.4 | -15829.92 | 1.6951 | 16.951 | 0 | 0 | 0 | 0 | 0 | 0 | 0.173 | 0 | 16.951 | 13.388 | 0 | 3.563 | 0 | 0 | 3.563 | 0 | 0 | 0 | 0 | 10 | 0.08 | 0 | 0 | 0 | 0 | 0 | 0.0986 | 0.4247 | 0.7123 | 0.7808 | 0.5233 | 0.2055 | 0 | 0 | 0 | 0 | 0 | 0 | 0 | 0 | 0 | 0 | 0 | 0 | 0 | [24 empty] | 0.0215 | 0.0536 | 0.0968 | 0.1569 | 0.1815 | 0.2181 | 0.2151 | 0.1761 | 0.1194 | 0.0726 | 0.0417 | 0.0161 | [12 empty] | 7 | 0
-66336.21 | -32736.13 | -30443.44 | -15023.47 | 1.6963 | 16.9626 | 0 | 0 | 0 | 0 | 0 | 0 | 0.173 | 0 | 16.963 | 13.923 | 0 | 3.039 | 0 | 0 | 3.039 | 0 | 0 | 0 | 0 | 11 | 0.0516 | 0 | 0 | 0 | 0 | 0 | 0.0986 | 0.4247 | 0.674 | 0.5178 | 0.2055 | 0 | 0 | 0 | 0 | 0 | 0 | 0 | 0 | 0 | 0 | 0 | 0 | 0 | 0 | [24 empty] | 0 | 0.0208 | 0.0618 | 0.1153 | 0.1411 | 0.1764 | 0.1734 | 0.1344 | 0.0792 | 0.0376 | 0.0139 | 0.0027 | [12 empty] | 6 | 0
-68060.95 | -33584.96 | -28894.51 | -14258.12 | 1.7105 | 17.105 | 0 | 0 | 0 | 0 | 0 | 0 | 0.173 | 0 | 17.105 | 13.048 | 0 | 4.057 | 0 | 0 | 4.057 | 0 | 0 | 0 | 0 | 12 | 0.0299 | 0 | 0 | 0 | 0 | 0 | 0.0986 | 0.4247 | 0.5096 | 0.2055 | 0 | 0 | 0 | 0 | 0 | 0 | 0 | 0 | 0 | 0 | 0 | 0 | 0 | 0 | 0 | [24 empty] | 0 | 0.0045 | 0.0296 | 0.0736 | 0.1008 | 0.1361 | 0.1317 | 0.0927 | 0.0417 | 0.0054 | 0 | 0 | [12 empty] | 5 | 0
-69830.54 | -34455.8 | -27424.4 | -13531.75 | 1.6975 | 16.9747 | 0 | 0 | 0 | 0 | 0 | 0 | 0.173 | 0 | 16.975 | 11.26 | 0 | 5.715 | 0 | 0 | 5.715 | 0 | 0 | 0 | 0 | 13 | 0.0123 | 0 | 0 | 0 | 0 | 0 | 0.0986 | 0.4137 | 0.2055 | 0 | 0 | 0 | 0 | 0 | 0 | 0 | 0 | 0 | 0 | 0 | 0 | 0 | 0 | 0 | 0 | [24 empty] | 0 | 0 | 0.004 | 0.0333 | 0.0632 | 0.0958 | 0.0901 | 0.0511 | 0.0181 | 0.0013 | 0 | 0 | [12 empty] | 4 | 0
-71646.13 | -35349.23 | -26029.07 | -12842.39 | 1.699 | 16.9896 | 0 | 0 | 0 | 0 | 0 | 0 | 0.173 | 0 | 16.99 | 4.339 | 0 | 12.651 | 0 | 0 | 12.651 | 0 | 0 | 0 | 0 | 14 | 0.0033 | 0 | 0 | 0 | 0 | 0 | 0.0986 | 0.1973 | 0 | 0 | 0 | 0 | 0 | 0 | 0 | 0 | 0 | 0 | 0 | 0 | 0 | 0 | 0 | 0 | 0 | [24 empty] | 0 | 0 | 0 | 0.0042 | 0.0282 | 0.0556 | 0.0484 | 0.0108 | 0 | 0 | 0 | 0 | [12 empty] | 3 | 0
-73508.93 | -36265.82 | -24704.75 | -12188.15 | 1.6998 | 16.9979 | 0 | 0 | 0 | 0 | 0 | 0 | 0.173 | 0 | 16.998 | 0 | 0 | 30.827 | 0 | 13.83 | 16.997 | 0 | 0 | 0 | 0 |  |  | 0 | 0 | 0 | 0 | 0 | 0.0795 | 0 | 0 | 0 | 0 | 0 | 0 | 0 | 0 | 0 | 0 | 0 | 0 | 0 | 0 | 0 | 0 | 0 | 0 | [24 empty] | 0 | 0 | 0 | 0 | 0.0108 | 0.0194 | 0.0094 | 0 | 0 | 0 | 0 | 0 | [12 empty] | 2 | 0
-75420.16 | -37206.18 | -23447.8 | -11567.24 | 1.6994 | 16.9938 | 0 | 0 | 0 | 0 | 0 | 0 | 0.173 | 0 | 16.994 | 15.249 | 0 | 1.745 | 0 | 0 | 1.745 | 0 | 0 | 0 | 0 | [74 empty] | 1 | 0
-77381.09 | -38170.92 | -22254.8 | -10977.96 | 1.7519 | 17.5193 | 0 | 0 | 0 | 0 | 0 | 0 | 0.173 | 0 | 17.519 | 17.432 | 0 | 0.087 | 0 | 0 | 0.087 | 0 | 0 | 0 | 0 | [74 empty] | 0 | 0
-79393 | -39160.69 | -21122.5 | -10418.7 | 2.0335 | 20.3352 | 0 | 0 | 0 | 0 | 0 | 0 | 0.173 | 0 | 20.335 | 20.335 | 0 | 0 | 0 | 0 | 0 | 0 | 0 | 0 | 0 | [74 empty] | 0 | 0
-81457.21 | -40176.12 | -20047.82 | -9887.93 | 2.0329 | 20.3289 | 0 | 0 | 0 | 0 | 0 | 0 | 0.173 | 0 | 20.329 | 20.329 | 0 | 0 | 0 | 0 | 0 | 0 | 0 | 0 | 0 | [74 empty] | 0 | 0
-83575.1 | -41217.88 | -19027.81 | -9384.2 | 2.0396 | 20.3962 | 0 | 0 | 0 | 0 | 0 | 0 | 0.173 | 0 | 20.396 | 20.396 | 0 | 0 | 0 | 0 | 0 | 0 | 0 | 0 | 0 | [74 empty] | 0 | 0
-85748.05 | -42286.66 | -18059.69 | -8906.14 | 2.0387 | 20.3875 | 0 | 0 | 0 | 0 | 0 | 0 | 0.173 | 0 | 20.388 | 20.388 | 0 | 0 | 0 | 0 | 0 | 0 | 0 | 0 | 0 | [74 empty] | 0 | 0
|  |  |  | 2.0345 | 20.3451 | 0 | 0 | 0 | 0 | 0 | 0 | 0.173 | 0 | 20.345 | 20.345 | 0 | 0 | 0 | 0 | 0 | 0 | 0 | 0 | 0 | [74 empty] | 0 | 0
|  |  |  | 2.0288 | 20.2884 | 0 | 0 | 0 | 0 | 0 | 0 | 0.173 | 0 | 20.288 | 20.288 | 0 | 0 | 0 | 0 | 0 | 0 | 0 | 0 | 0 | [74 empty] | 0 | 0
|  |  |  | 2.0423 | 20.423 | 0 | 0 | 0 | 0 | 0 | 0 | 0.173 | 0 | 20.423 | 20.423 | 0 | 0 | 0 | 0 | 0 | 0 | 0 | 0 | 0 | [74 empty] | 0 | 0
|  |  |  | 2.0284 | 20.2845 | 0 | 0 | 0 | 0 | 0 | 0 | 0.173 | 0 | 20.285 | 20.285 | 0 | 0 | 0 | 0 | 0 | 0 | 0 | 0 | 0 | [74 empty] | 0 | 0
|  |  |  | 2.028 | 20.2797 | 0 | 0 | 0 | 0 | 0 | 0 | 0.173 | 0 | 20.28 | 20.28 | 0 | 0 | 0 | 0 | 0 | 0 | 0 | 0 | 0 | [74 empty] | 0 | 0
|  |  |  | 2.0597 | 20.597 | 0 | 0 | 0 | 0 | 0 | 0 | 0.173 | 0 | 20.597 | 20.597 | 0 | 0 | 0 | 0 | 0 | 0 | 0 | 0 | 0 | [74 empty] | 0 | 0
|  |  |  | 2.1142 | 21.1423 | 0 | 0 | 0 | 0 | 0 | 0 | 0.173 | 0 | 21.142 | 21.142 | 0 | 0 | 0 | 0 | 0 | 0 | 0 | 0 | 0 | [74 empty] | 0 | 0
|  |  |  | 2.1138 | 21.1377 | 0 | 0 | 0 | 0 | 0 | 0 | 0.173 | 0 | 21.138 | 21.138 | 0 | 0 | 0 | 0 | 0 | 0 | 0 | 0 | 0 | [74 empty] | 0 | 0
|  |  |  | 2.1333 | 21.3328 | 0 | 0 | 0 | 0 | 0 | 0 | 0.173 | 0 | 21.333 | 21.333 | 0 | 0 | 0 | 0 | 0 | 0 | 0 | 0 | 0 | [74 empty] | 0 | 0
|  |  |  | 3.2354 | 32.354 | 0 | 0 | 0 | 0 | 0 | 0 | 0.173 | 0 | 32.354 | 32.354 | 0 | 0 | 0 | 0 | 0 | 0 | 0 | 0 | 0 | [74 empty] | 0 | 0
|  |  |  | 6.218 | 62.1802 | 0 | 0 | 0 | 0 | 0 | 0 | 0.173 | 0 | 62.18 | 62.18 | 0 | 0 | 0 | 0 | 0 | 0 | 0 | 0 | 0 | [74 empty] | 0 | 0
|  |  |  | 7.645 | 76.45 | 0 | 0 | 0 | 0 | 0 | 0 | 0.173 | 0 | 76.45 | 72.451 | 0 | 3.999 | 0 | 0 | 3.999 | 0 | 0 | 0 | 0 | [74 empty] | 0 | 0
|  |  |  | 7.741 | 77.4097 | 0 | 0 | 0 | 0 | 0 | 0 | 0.173 | 0 | 77.41 | 77.177 | 0 | 0.233 | 0 | 0 | 0.233 | 0 | 0 | 0 | 0 | [74 empty] | 0 | 0
|  |  |  | 8.1291 | 81.2912 | 0 | 0 | 0 | 0 | 0 | 0 | 0.173 | 0 | 81.291 | 76.798 | 0 | 4.493 | 0 | 0 | 4.493 | 0 | 0 | 0 | 0 | [74 empty] | 0 | 0
|  |  |  | 8.3413 | 83.4125 | 0 | 0 | 0 | 0 | 0 | 0 | 0.173 | 0 | 83.413 | 82.802 | 0 | 0.611 | 0 | 0 | 0.611 | 0 | 0 | 0 | 0 | [74 empty] | 0 | 0
|  |  |  | 8.3775 | 83.7749 | 0 | 0 | 0 | 0 | 0 | 0 | 0.173 | 0 | 83.775 | 49.85 | 0 | 33.925 | 0 | 0 | 33.925 | 0 | 0 | 0 | 0 | [74 empty] | 3 | 0
|  |  |  | 8.174 | 81.7402 | 0 | 0 | 0 | 0 | 0 | 0 | 0.173 | 0 | 81.74 | 71.518 | 0 | 10.222 | 0 | 0 | 10.222 | 0 | 0 | 0 | 0 | [74 empty] | 2 | 0
|  |  |  | 8.0127 | 80.1267 | 0 | 0 | 0 | 0 | 0 | 0 | 0.173 | 0 | 80.127 | 69.41 | 0 | 10.717 | 0 | 0 | 10.717 | 0 | 0 | 0 | 0 | [74 empty] | 1 | 0
|  |  |  | 7.7918 | 77.9178 | 0 | 0 | 0 | 0 | 0 | 0 | 0.173 | 0 | 77.918 | 76.784 | 0 | 1.134 | 0 | 0 | 1.134 | 0 | 0 | 0 | 0 | [74 empty] | 0 | 0
|  |  |  | 7.7312 | 77.3119 | 0 | 0 | 0 | 0 | 0 | 0 | 0.173 | 0 | 77.312 | 72.542 | 0 | 4.77 | 0 | 0 | 4.77 | 0 | 0 | 0 | 0 | [74 empty] | 0 | 0
|  |  |  | 6.7061 | 67.0605 | 0 | 0 | 0 | 0 | 0 | 0 | 0.173 | 0 | 67.06 | 67.06 | 0 | 0 | 0 | 0 | 0 | 0 | 0 | 0 | 0 | [74 empty] | 0 | 0
|  |  |  | 6.5879 | 65.8787 | 0 | 0 | 0 | 0 | 0 | 0 | 0.173 | 0 | 65.879 | 65.879 | 0 | 0 | 0 | 0 | 0 | 0 | 0 | 0 | 0 | [74 empty] | 0 | 0
|  |  |  | 6.5545 | 65.5454 | 0 | 0 | 0 | 0 | 0 | 0 | 0.173 | 0 | 65.545 | 65.545 | 0 | 0 | 0 | 0 | 0 | 0 | 0 | 0 | 0 | [74 empty] | 0 | 0
|  |  |  | 6.5713 | 65.7125 | 0 | 0 | 0 | 0 | 0 | 0 | 0.173 | 0 | 65.713 | 65.713 | 0 | 0 | 0 | 0 | 0 | 0 | 0 | 0 | 0 | [74 empty] | 0 | 0
|  |  |  | 2.0345 | 20.3451 | 0 | 0 | 0 | 0 | 0 | 0 | 0.173 | 0 | 20.345 | 20.345 | 0 | 0 | 0 | 0 | 0 | 0 | 0 | 0 | 0 | [74 empty] | 0 | 0
|  |  |  | 2.0305 | 20.3055 | 0 | 0 | 0 | 0 | 0 | 0 | 0.173 | 0 | 20.306 | 20.306 | 0 | 0 | 0 | 0 | 0 | 0 | 0 | 0 | 0 | [74 empty] | 0 | 0
|  |  |  | 2.0455 | 20.455 | 0 | 0 | 0 | 0 | 0 | 0 | 0.173 | 0 | 20.455 | 20.455 | 0 | 0 | 0 | 0 | 0 | 0 | 0 | 0 | 0 | [74 empty] | 0 | 0
|  |  |  | 2.0303 | 20.3026 | 0 | 0 | 0 | 0 | 0 | 0 | 0.173 | 0 | 20.303 | 20.303 | 0 | 0 | 0 | 0 | 0 | 0 | 0 | 0 | 0 | [74 empty] | 0 | 0
|  |  |  | 2.0297 | 20.2971 | 0 | 0 | 0 | 0 | 0 | 0 | 0.173 | 0 | 20.297 | 20.297 | 0 | 0 | 0 | 0 | 0 | 0 | 0 | 0 | 0 | [74 empty] | 0 | 0
|  |  |  | 2.0296 | 20.2964 | 0 | 0 | 0 | 0 | 0 | 0 | 0.173 | 0 | 20.296 | 20.296 | 0 | 0 | 0 | 0 | 0 | 0 | 0 | 0 | 0 | [74 empty] | 0 | 0
|  |  |  | 2.03 | 20.2999 | 0 | 0 | 0 | 0 | 0 | 0 | 0.173 | 0 | 20.3 | 20.3 | 0 | 0 | 0 | 0 | 0 | 0 | 0 | 0 | 0 | [74 empty] | 0 | 0
|  |  |  | 2.0637 | 20.6366 | 0 | 0 | 0 | 0 | 0 | 0 | 0.173 | 0 | 20.637 | 20.637 | 0 | 0 | 0 | 0 | 0 | 0 | 0 | 0 | 0 | [74 empty] | 0 | 0
|  |  |  | 2.0578 | 20.5776 | 0 | 0 | 0 | 0 | 0 | 0 | 0.173 | 0 | 20.578 | 20.578 | 0 | 0 | 0 | 0 | 0 | 0 | 0 | 0 | 0 | [74 empty] | 0 | 0
|  |  |  | 3.2298 | 32.2983 | 0 | 0 | 0 | 0 | 0 | 0 | 0.173 | 0 | 32.298 | 32.298 | 0 | 0 | 0 | 0 | 0 | 0 | 0 | 0 | 0 | [74 empty] | 0 | 0
|  |  |  | 6.2121 | 62.1214 | 0 | 0 | 0 | 0 | 0 | 0 | 0.173 | 0 | 62.121 | 62.121 | 0 | 0 | 0 | 0 | 0 | 0 | 0 | 0 | 0 | [74 empty] | 0 | 0
|  |  |  | 7.6623 | 76.6226 | 0 | 0 | 0 | 0 | 0 | 0 | 0.173 | 0 | 76.623 | 69.963 | 0 | 6.66 | 0 | 0 | 6.66 | 0 | 0 | 0 | 0 | [74 empty] | 0 | 0
|  |  |  | 7.7587 | 77.5872 | 0 | 0 | 0 | 0 | 0 | 0 | 0.173 | 0 | 77.587 | 76.453 | 0 | 1.134 | 0 | 0 | 1.134 | 0 | 0 | 0 | 0 | [74 empty] | 0 | 0
|  |  |  | 7.9981 | 79.9812 | 0 | 0 | 0 | 0 | 0 | 0 | 0.173 | 0 | 79.981 | 66.051 | 0 | 13.931 | 0 | 0 | 13.931 | 0 | 0 | 0 | 0 | [74 empty] | 1 | 0
|  |  |  | 8.1362 | 81.362 | 0 | 0 | 0 | 0 | 0 | 0 | 0.173 | 0 | 81.362 | 73.626 | 0 | 7.736 | 0 | 0 | 7.736 | 0 | 0 | 0 | 0 | [74 empty] | 0 | 0
|  |  |  | 8.2002 | 82.0023 | 0 | 0 | 0 | 0 | 0 | 0 | 0.173 | 0 | 82.002 | 57.748 | 0 | 24.255 | 0 | 0 | 24.255 | 0 | 0 | 0 | 0 | [74 empty] | 4 | 0
|  |  |  | 8.2333 | 82.3332 | 0 | 0 | 0 | 0 | 0 | 0 | 0.173 | 0 | 82.333 | 70.497 | 0 | 11.837 | 0 | 0 | 11.837 | 0 | 0 | 0 | 0 | [74 empty] | 3 | 0
|  |  |  | 8.3183 | 83.1825 | 0 | 0 | 0 | 0 | 0 | 0 | 0.173 | 0 | 83.182 | 69.79 | 0 | 13.392 | 0 | 0 | 13.392 | 0 | 0 | 0 | 0 | [74 empty] | 2 | 0
|  |  |  | 8.0425 | 80.4247 | 0 | 0 | 0 | 0 | 0 | 0 | 0.173 | 0 | 80.425 | 62.394 | 0 | 18.031 | 0 | 0 | 18.031 | 0 | 0 | 0 | 0 | [74 empty] | 1 | 0
|  |  |  | 7.8409 | 78.4086 | 0 | 0 | 0 | 0 | 0 | 0 | 0.173 | 0 | 78.409 | 76.387 | 0 | 2.021 | 0 | 0 | 2.021 | 0 | 0 | 0 | 0 | [74 empty] | 0 | 0
|  |  |  | 6.8449 | 68.4495 | 0 | 0 | 0 | 0 | 0 | 0 | 0.173 | 0 | 68.449 | 68.449 | 0 | 0 | 0 | 0 | 0 | 0 | 0 | 0 | 0 | [74 empty] | 0 | 0
|  |  |  | 6.7374 | 67.3739 | 0 | 0 | 0 | 0 | 0 | 0 | 0.173 | 0 | 67.374 | 67.374 | 0 | 0 | 0 | 0 | 0 | 0 | 0 | 0 | 0 | [74 empty] | 0 | 0
|  |  |  | 6.6575 | 66.575 | 0 | 0 | 0 | 0 | 0 | 0 | 0.173 | 0 | 66.575 | 66.575 | 0 | 0 | 0 | 0 | 0 | 0 | 0 | 0 | 0 | [74 empty] | 0 | 0
|  |  |  | 6.688 | 66.8797 | 0 | 0 | 0 | 0 | 0 | 0 | 0.173 | 0 | 66.88 | 66.88 | 0 | 0 | 0 | 0 | 0 | 0 | 0 | 0 | 0 | [74 empty] | 0 | 0
|  |  |  | 2.0297 | 20.2974 | 0 | 0 | 0 | 0 | 0 | 0 | 0.173 | 0 | 20.297 | 20.297 | 0 | 0 | 0 | 0 | 0 | 0 | 0 | 0 | 0 | [74 empty] | 0 | 0
|  |  |  | 2.0309 | 20.3085 | 0 | 0 | 0 | 0 | 0 | 0 | 0.173 | 0 | 20.308 | 20.308 | 0 | 0 | 0 | 0 | 0 | 0 | 0 | 0 | 0 | [74 empty] | 0 | 0
|  |  |  | 2.0459 | 20.4588 | 0 | 0 | 0 | 0 | 0 | 0 | 0.173 | 0 | 20.459 | 20.459 | 0 | 0 | 0 | 0 | 0 | 0 | 0 | 0 | 0 | [74 empty] | 0 | 0
|  |  |  | 2.0314 | 20.3143 | 0 | 0 | 0 | 0 | 0 | 0 | 0.173 | 0 | 20.314 | 20.314 | 0 | 0 | 0 | 0 | 0 | 0 | 0 | 0 | 0 | [74 empty] | 0 | 0
|  |  |  | 2.0309 | 20.3092 | 0 | 0 | 0 | 0 | 0 | 0 | 0.173 | 0 | 20.309 | 20.309 | 0 | 0 | 0 | 0 | 0 | 0 | 0 | 0 | 0 | [74 empty] | 0 | 0
|  |  |  | 2.0306 | 20.3058 | 0 | 0 | 0 | 0 | 0 | 0 | 0.173 | 0 | 20.306 | 20.306 | 0 | 0 | 0 | 0 | 0 | 0 | 0 | 0 | 0 | [74 empty] | 0 | 0
|  |  |  | 2.0302 | 20.3021 | 0 | 0 | 0 | 0 | 0 | 0 | 0.173 | 0 | 20.302 | 20.302 | 0 | 0 | 0 | 0 | 0 | 0 | 0 | 0 | 0 | [74 empty] | 0 | 0
|  |  |  | 2.037 | 20.3703 | 0 | 0 | 0 | 0 | 0 | 0 | 0.173 | 0 | 20.37 | 20.37 | 0 | 0 | 0 | 0 | 0 | 0 | 0 | 0 | 0 | [74 empty] | 0 | 0
|  |  |  | 2.0368 | 20.3678 | 0 | 0 | 0 | 0 | 0 | 0 | 0.173 | 0 | 20.368 | 20.368 | 0 | 0 | 0 | 0 | 0 | 0 | 0 | 0 | 0 | [74 empty] | 0 | 0
|  |  |  | 3.2181 | 32.1813 | 0 | 0 | 0 | 0 | 0 | 0 | 0.173 | 0 | 32.181 | 32.181 | 0 | 0 | 0 | 0 | 0 | 0 | 0 | 0 | 0 | [74 empty] | 0 | 0
|  |  |  | 6.2297 | 62.2969 | 0 | 0 | 0 | 0 | 0 | 0 | 0.173 | 0 | 62.297 | 62.297 | 0 | 0 | 0 | 0 | 0 | 0 | 0 | 0 | 0 | [74 empty] | 0 | 0
|  |  |  | 7.7267 | 77.2666 | 0 | 0 | 0 | 0 | 0 | 0 | 0.173 | 0 | 77.267 | 64.907 | 0 | 12.36 | 0 | 0 | 12.36 | 0 | 0 | 0 | 0 | [74 empty] | 8 | 0
|  |  |  | 7.8445 | 78.4447 | 0 | 0 | 0 | 0 | 0 | 0 | 0.173 | 0 | 78.445 | 37.511 | 0 | 40.934 | 0 | 0 | 40.934 | 0 | 0 | 0 | 0 | [74 empty] | 7 | 0
|  |  |  | 8.1877 | 81.8767 | 0 | 0 | 0 | 0 | 0 | 0 | 0.173 | 0 | 81.877 | 23.872 | 0 | 58.005 | 0 | 0 | 58.005 | 0 | 0 | 0 | 0 | [74 empty] | 6 | 0
|  |  |  | 8.5418 | 85.4177 | 0 | 0 | 0 | 0 | 0 | 0 | 0.173 | 0 | 85.418 | 18.688 | 0 | 66.73 | 0 | 0 | 66.73 | 0 | 0 | 0 | 0 | [74 empty] | 5 | 0
|  |  |  | 8.7134 | 87.1345 | 0 | 0 | 0 | 0 | 0 | 0 | 0.173 | 0 | 87.134 | 18.776 | 0 | 68.358 | 0 | 0 | 68.358 | 0 | 0 | 0 | 0 | [74 empty] | 4 | 0
|  |  |  | 8.7105 | 87.1054 | 0 | 0 | 0 | 0 | 0 | 0 | 0.173 | 0 | 87.105 | 24.229 | 0 | 62.876 | 0 | 0 | 62.876 | 0 | 0 | 0 | 0 | [74 empty] | 3 | 0
|  |  |  | 8.5386 | 85.3864 | 0 | 0 | 0 | 0 | 0 | 0 | 0.173 | 0 | 85.386 | 35.234 | 0 | 50.153 | 0 | 0 | 50.153 | 0 | 0 | 0 | 0 | [74 empty] | 2 | 0
|  |  |  | 8.1039 | 81.0391 | 0 | 0 | 0 | 0 | 0 | 0 | 0.173 | 0 | 81.039 | 49.935 | 0 | 31.104 | 0 | 0 | 31.104 | 0 | 0 | 0 | 0 | [74 empty] | 1 | 0
|  |  |  | 7.8094 | 78.094 | 0 | 0 | 0 | 0 | 0 | 0 | 0.173 | 0 | 78.094 | 73.092 | 0 | 5.002 | 0 | 0 | 5.002 | 0 | 0 | 0 | 0 | [74 empty] | 0 | 0
|  |  |  | 6.8545 | 68.5446 | 0 | 0 | 0 | 0 | 0 | 0 | 0.173 | 0 | 68.545 | 68.545 | 0 | 0 | 0 | 0 | 0 | 0 | 0 | 0 | 0 | [74 empty] | 0 | 0
|  |  |  | 6.8643 | 68.6426 | 0 | 0 | 0 | 0 | 0 | 0 | 0.173 | 0 | 68.643 | 68.643 | 0 | 0 | 0 | 0 | 0 | 0 | 0 | 0 | 0 | [74 empty] | 0 | 0
|  |  |  | 6.8468 | 68.4682 | 0 | 0 | 0 | 0 | 0 | 0 | 0.173 | 0 | 68.468 | 68.468 | 0 | 0 | 0 | 0 | 0 | 0 | 0 | 0 | 0 | [74 empty] | 0 | 0
|  |  |  | 6.8093 | 68.0934 | 0 | 0 | 0 | 0 | 0 | 0 | 0.173 | 0 | 68.093 | 68.093 | 0 | 0 | 0 | 0 | 0 | 0 | 0 | 0 | 0 | [74 empty] | 0 | 0
|  |  |  | 2.0358 | 20.3577 | 0 | 0 | 0 | 0 | 0 | 0 | 0.173 | 0 | 20.358 | 20.358 | 0 | 0 | 0 | 0 | 0 | 0 | 0 | 0 | 0 | [74 empty] | 0 | 0
|  |  |  | 2.0315 | 20.3153 | 0 | 0 | 0 | 0 | 0 | 0 | 0.173 | 0 | 20.315 | 20.315 | 0 | 0 | 0 | 0 | 0 | 0 | 0 | 0 | 0 | [74 empty] | 0 | 0
|  |  |  | 2.0466 | 20.4656 | 0 | 0 | 0 | 0 | 0 | 0 | 0.173 | 0 | 20.466 | 20.466 | 0 | 0 | 0 | 0 | 0 | 0 | 0 | 0 | 0 | [74 empty] | 0 | 0
|  |  |  | 2.0321 | 20.3211 | 0 | 0 | 0 | 0 | 0 | 0 | 0.173 | 0 | 20.321 | 20.321 | 0 | 0 | 0 | 0 | 0 | 0 | 0 | 0 | 0 | [74 empty] | 0 | 0
|  |  |  | 2.0318 | 20.3184 | 0 | 0 | 0 | 0 | 0 | 0 | 0.173 | 0 | 20.318 | 20.318 | 0 | 0 | 0 | 0 | 0 | 0 | 0 | 0 | 0 | [74 empty] | 0 | 0
|  |  |  | 2.0314 | 20.3144 | 0 | 0 | 0 | 0 | 0 | 0 | 0.173 | 0 | 20.314 | 20.314 | 0 | 0 | 0 | 0 | 0 | 0 | 0 | 0 | 0 | [74 empty] | 0 | 0
|  |  |  | 2.031 | 20.3099 | 0 | 0 | 0 | 0 | 0 | 0 | 0.173 | 0 | 20.31 | 20.31 | 0 | 0 | 0 | 0 | 0 | 0 | 0 | 0 | 0 | [74 empty] | 0 | 0
|  |  |  | 2.0377 | 20.3771 | 0 | 0 | 0 | 0 | 0 | 0 | 0.173 | 0 | 20.377 | 20.377 | 0 | 0 | 0 | 0 | 0 | 0 | 0 | 0 | 0 | [74 empty] | 0 | 0
|  |  |  | 2.0372 | 20.3725 | 0 | 0 | 0 | 0 | 0 | 0 | 0.173 | 0 | 20.372 | 20.372 | 0 | 0 | 0 | 0 | 0 | 0 | 0 | 0 | 0 | [74 empty] | 0 | 0
|  |  |  | 3.2515 | 32.5148 | 0 | 0 | 0 | 0 | 0 | 0 | 0.173 | 0 | 32.515 | 32.515 | 0 | 0 | 0 | 0 | 0 | 0 | 0 | 0 | 0 | [74 empty] | 0 | 0
|  |  |  | 6.2217 | 62.2165 | 0 | 0 | 0 | 0 | 0 | 0 | 0.173 | 0 | 62.216 | 62.216 | 0 | 0 | 0 | 0 | 0 | 0 | 0 | 0 | 0 | [74 empty] | 0 | 0
|  |  |  | 7.6469 | 76.4689 | 0 | 0 | 0 | 0 | 0 | 0 | 0.173 | 0 | 76.469 | 68.137 | 0 | 8.332 | 0 | 0 | 8.332 | 0 | 0 | 0 | 0 | [74 empty] | 9 | 0
|  |  |  | 7.6482 | 76.4816 | 0 | 0 | 0 | 0 | 0 | 0 | 0.173 | 0 | 76.482 | 53.826 | 0 | 22.655 | 0 | 0 | 22.655 | 0 | 0 | 0 | 0 | [74 empty] | 8 | 0
|  |  |  | 7.7414 | 77.4138 | 0 | 0 | 0 | 0 | 0 | 0 | 0.173 | 0 | 77.414 | 24.353 | 0 | 53.061 | 0 | 0 | 53.061 | 0 | 0 | 0 | 0 | [74 empty] | 7 | 0
|  |  |  | 7.7553 | 77.5532 | 0 | 0 | 0 | 0 | 0 | 0 | 0.173 | 0 | 77.553 | 19.781 | 0 | 57.772 | 0 | 0 | 57.772 | 0 | 0 | 0 | 0 | [74 empty] | 6 | 0
|  |  |  | 7.7414 | 77.4137 | 0 | 0 | 0 | 0 | 0 | 0 | 0.173 | 0 | 77.414 | 21.59 | 0 | 55.824 | 0 | 0 | 55.824 | 0 | 0 | 0 | 0 | [74 empty] | 5 | 0
|  |  |  | 7.649 | 76.4901 | 0 | 0 | 0 | 0 | 0 | 0 | 0.173 | 0 | 76.49 | 19.576 | 0 | 56.914 | 0 | 0 | 56.914 | 0 | 0 | 0 | 0 | [74 empty] | 4 | 0
|  |  |  | 7.6489 | 76.4891 | 0 | 0 | 0 | 0 | 0 | 0 | 0.173 | 0 | 76.489 | 33.04 | 0 | 43.449 | 0 | 0 | 43.449 | 0 | 0 | 0 | 0 | [74 empty] | 3 | 0
|  |  |  | 7.5265 | 75.2647 | 0 | 0 | 0 | 0 | 0 | 0 | 0.173 | 0 | 75.265 | 48.872 | 0 | 26.392 | 0 | 0 | 26.392 | 0 | 0 | 0 | 0 | [74 empty] | 2 | 0
|  |  |  | 7.5045 | 75.0454 | 0 | 0 | 0 | 0 | 0 | 0 | 0.173 | 0 | 75.045 | 67.237 | 0 | 7.809 | 0 | 0 | 7.809 | 0 | 0 | 0 | 0 | [74 empty] | 1 | 0
|  |  |  | 6.5499 | 65.4988 | 0 | 0 | 0 | 0 | 0 | 0 | 0.173 | 0 | 65.499 | 65.499 | 0 | 0 | 0 | 0 | 0 | 0 | 0 | 0 | 0 | [74 empty] | 0 | 0
|  |  |  | 6.55 | 65.5004 | 0 | 0 | 0 | 0 | 0 | 0 | 0.173 | 0 | 65.5 | 65.5 | 0 | 0 | 0 | 0 | 0 | 0 | 0 | 0 | 0 | [74 empty] | 0 | 0
|  |  |  | 6.5566 | 65.566 | 0 | 0 | 0 | 0 | 0 | 0 | 0.173 | 0 | 65.566 | 65.566 | 0 | 0 | 0 | 0 | 0 | 0 | 0 | 0 | 0 | [74 empty] | 0 | 0
|  |  |  | 6.5561 | 65.5613 | 0 | 0 | 0 | 0 | 0 | 0 | 0.173 | 0 | 65.561 | 65.561 | 0 | 0 | 0 | 0 | 0 | 0 | 0 | 0 | 0 | [74 empty] | 0 | 0
|  |  |  | 2.0344 | 20.3436 | 0 | 0 | 0 | 0 | 0 | 0 | 0.173 | 0 | 20.344 | 20.344 | 0 | 0 | 0 | 0 | 0 | 0 | 0 | 0 | 0 | [74 empty] | 0 | 0
|  |  |  | 2.03 | 20.3 | 0 | 0 | 0 | 0 | 0 | 0 | 0.173 | 0 | 20.3 | 20.3 | 0 | 0 | 0 | 0 | 0 | 0 | 0 | 0 | 0 | [74 empty] | 0 | 0
|  |  |  | 2.0443 | 20.4427 | 0 | 0 | 0 | 0 | 0 | 0 | 0.173 | 0 | 20.443 | 20.443 | 0 | 0 | 0 | 0 | 0 | 0 | 0 | 0 | 0 | [74 empty] | 0 | 0
|  |  |  | 2.0301 | 20.3014 | 0 | 0 | 0 | 0 | 0 | 0 | 0.173 | 0 | 20.301 | 20.301 | 0 | 0 | 0 | 0 | 0 | 0 | 0 | 0 | 0 | [74 empty] | 0 | 0
|  |  |  | 2.0299 | 20.2989 | 0 | 0 | 0 | 0 | 0 | 0 | 0.173 | 0 | 20.299 | 20.299 | 0 | 0 | 0 | 0 | 0 | 0 | 0 | 0 | 0 | [74 empty] | 0 | 0
|  |  |  | 2.0293 | 20.2929 | 0 | 0 | 0 | 0 | 0 | 0 | 0.173 | 0 | 20.293 | 20.293 | 0 | 0 | 0 | 0 | 0 | 0 | 0 | 0 | 0 | [74 empty] | 0 | 0
|  |  |  | 2.0423 | 20.4235 | 0 | 0 | 0 | 0 | 0 | 0 | 0.173 | 0 | 20.424 | 20.424 | 0 | 0 | 0 | 0 | 0 | 0 | 0 | 0 | 0 | [74 empty] | 0 | 0
|  |  |  | 2.1201 | 21.2006 | 0 | 0 | 0 | 0 | 0 | 0 | 0.173 | 0 | 21.201 | 21.201 | 0 | 0 | 0 | 0 | 0 | 0 | 0 | 0 | 0 | [74 empty] | 0 | 0
|  |  |  | 2.1356 | 21.356 | 0 | 0 | 0 | 0 | 0 | 0 | 0.173 | 0 | 21.356 | 21.356 | 0 | 0 | 0 | 0 | 0 | 0 | 0 | 0 | 0 | [74 empty] | 0 | 0
|  |  |  | 3.2499 | 32.4992 | 0 | 0 | 0 | 0 | 0 | 0 | 0.173 | 0 | 32.499 | 32.499 | 0 | 0 | 0 | 0 | 0 | 0 | 0 | 0 | 0 | [74 empty] | 0 | 0
|  |  |  | 6.2283 | 62.2835 | 0 | 0 | 0 | 0 | 0 | 0 | 0.173 | 0 | 62.283 | 62.283 | 0 | 0 | 0 | 0 | 0 | 0 | 0 | 0 | 0 | [74 empty] | 0 | 0
|  |  |  | 7.6531 | 76.5313 | 0 | 0 | 0 | 0 | 0 | 0 | 0.173 | 0 | 76.531 | 60.841 | 0 | 15.69 | 0 | 0 | 15.69 | 0 | 0 | 0 | 0 | [74 empty] | 9 | 0
|  |  |  | 7.6477 | 76.4773 | 0 | 0 | 0 | 0 | 0 | 0 | 0.173 | 0 | 76.477 | 38.379 | 0 | 38.098 | 0 | 0 | 38.098 | 0 | 0 | 0 | 0 | [74 empty] | 8 | 0
|  |  |  | 7.8072 | 78.0719 | 0 | 0 | 0 | 0 | 0 | 0 | 0.173 | 0 | 78.072 | 17.406 | 0 | 60.666 | 0 | 0 | 60.666 | 0 | 0 | 0 | 0 | [74 empty] | 7 | 0
|  |  |  | 8.0087 | 80.0873 | 0 | 0 | 0 | 0 | 0 | 0 | 0.173 | 0 | 80.087 | 11.249 | 0 | 68.838 | 0 | 0 | 68.838 | 0 | 0 | 0 | 0 | [74 empty] | 6 | 0
|  |  |  | 8.2478 | 82.4777 | 0 | 0 | 0 | 0 | 0 | 0 | 0.173 | 0 | 82.478 | 12.781 | 0 | 69.696 | 0 | 0 | 69.696 | 0 | 0 | 0 | 0 | [74 empty] | 5 | 0
|  |  |  | 8.1501 | 81.5006 | 0 | 0 | 0 | 0 | 0 | 0 | 0.173 | 0 | 81.501 | 17.606 | 0 | 63.894 | 0 | 0 | 63.894 | 0 | 0 | 0 | 0 | [74 empty] | 4 | 0
|  |  |  | 8.0541 | 80.5406 | 0 | 0 | 0 | 0 | 0 | 0 | 0.173 | 0 | 80.541 | 28.977 | 0 | 51.563 | 0 | 0 | 51.563 | 0 | 0 | 0 | 0 | [74 empty] | 3 | 0
|  |  |  | 7.8423 | 78.4231 | 0 | 0 | 0 | 0 | 0 | 0 | 0.173 | 0 | 78.423 | 46.171 | 0 | 32.252 | 0 | 0 | 32.252 | 0 | 0 | 0 | 0 | [74 empty] | 2 | 0
|  |  |  | 7.6321 | 76.3214 | 0 | 0 | 0 | 0 | 0 | 0 | 0.173 | 0 | 76.321 | 66.739 | 0 | 9.583 | 0 | 0 | 9.583 | 0 | 0 | 0 | 0 | [74 empty] | 1 | 0
|  |  |  | 6.5599 | 65.5987 | 0 | 0 | 0 | 0 | 0 | 0 | 0.173 | 0 | 65.599 | 65.599 | 0 | 0 | 0 | 0 | 0 | 0 | 0 | 0 | 0 | [74 empty] | 0 | 0
|  |  |  | 6.5495 | 65.4953 | 0 | 0 | 0 | 0 | 0 | 0 | 0.173 | 0 | 65.495 | 65.495 | 0 | 0 | 0 | 0 | 0 | 0 | 0 | 0 | 0 | [74 empty] | 0 | 0
|  |  |  | 6.5492 | 65.4925 | 0 | 0 | 0 | 0 | 0 | 0 | 0.173 | 0 | 65.492 | 65.492 | 0 | 0 | 0 | 0 | 0 | 0 | 0 | 0 | 0 | [74 empty] | 0 | 0
|  |  |  | 6.5492 | 65.492 | 0 | 0 | 0 | 0 | 0 | 0 | 0.173 | 0 | 65.492 | 65.492 | 0 | 0 | 0 | 0 | 0 | 0 | 0 | 0 | 0 | [74 empty] | 0 | 0
|  |  |  | 2.0294 | 20.2937 | 0 | 0 | 0 | 0 | 0 | 0 | 0.173 | 0 | 20.294 | 20.294 | 0 | 0 | 0 | 0 | 0 | 0 | 0 | 0 | 0 | [74 empty] | 0 | 0
|  |  |  | 2.0299 | 20.2995 | 0 | 0 | 0 | 0 | 0 | 0 | 0.173 | 0 | 20.3 | 20.3 | 0 | 0 | 0 | 0 | 0 | 0 | 0 | 0 | 0 | [74 empty] | 0 | 0
|  |  |  | 2.0446 | 20.446 | 0 | 0 | 0 | 0 | 0 | 0 | 0.173 | 0 | 20.446 | 20.446 | 0 | 0 | 0 | 0 | 0 | 0 | 0 | 0 | 0 | [74 empty] | 0 | 0
|  |  |  | 2.0301 | 20.3006 | 0 | 0 | 0 | 0 | 0 | 0 | 0.173 | 0 | 20.301 | 20.301 | 0 | 0 | 0 | 0 | 0 | 0 | 0 | 0 | 0 | [74 empty] | 0 | 0
|  |  |  | 2.0298 | 20.2976 | 0 | 0 | 0 | 0 | 0 | 0 | 0.173 | 0 | 20.298 | 20.298 | 0 | 0 | 0 | 0 | 0 | 0 | 0 | 0 | 0 | [74 empty] | 0 | 0
|  |  |  | 2.0295 | 20.2948 | 0 | 0 | 0 | 0 | 0 | 0 | 0.173 | 0 | 20.295 | 20.295 | 0 | 0 | 0 | 0 | 0 | 0 | 0 | 0 | 0 | [74 empty] | 0 | 0
|  |  |  | 2.0292 | 20.2916 | 0 | 0 | 0 | 0 | 0 | 0 | 0.173 | 0 | 20.292 | 20.292 | 0 | 0 | 0 | 0 | 0 | 0 | 0 | 0 | 0 | [74 empty] | 0 | 0
|  |  |  | 2.0492 | 20.4915 | 0 | 0 | 0 | 0 | 0 | 0 | 0.173 | 0 | 20.491 | 20.491 | 0 | 0 | 0 | 0 | 0 | 0 | 0 | 0 | 0 | [74 empty] | 0 | 0
|  |  |  | 2.0622 | 20.6222 | 0 | 0 | 0 | 0 | 0 | 0 | 0.173 | 0 | 20.622 | 20.622 | 0 | 0 | 0 | 0 | 0 | 0 | 0 | 0 | 0 | [74 empty] | 0 | 0
|  |  |  | 2.056 | 20.5596 | 0 | 0 | 0 | 0 | 0 | 0 | 0.173 | 0 | 20.56 | 20.56 | 0 | 0 | 0 | 0 | 0 | 0 | 0 | 0 | 0 | [74 empty] | 0 | 0
|  |  |  | 1.6947 | 16.947 | 0 | 0 | 0 | 0 | 0 | 0 | 0.173 | 0 | 16.947 | 16.947 | 0 | 0 | 0 | 0 | 0 | 0 | 0 | 0 | 0 | [74 empty] | 0 | 0
|  |  |  | 1.6957 | 16.9565 | 0 | 0 | 0 | 0 | 0 | 0 | 0.173 | 0 | 16.956 | 0 | 0 | 20.983 | 0 | 4.027 | 16.956 | 0 | 0 | 0 | 0 | [74 empty] | 9 | 0
|  |  |  | 1.6973 | 16.9731 | 0 | 0 | 0 | 0 | 0 | 0 | 0.173 | 0 | 16.973 | 0 | 0 | 23.6 | 0 | 6.627 | 16.973 | 0 | 0 | 0 | 0 | [74 empty] | 8 | 0
|  |  |  | 1.6982 | 16.9823 | 0 | 0 | 0 | 0 | 0 | 0 | 0.173 | 0 | 16.982 | 0 | 0 | 60.521 | 0 | 43.538 | 16.983 | 0 | 0 | 0 | 0 | [74 empty] | 7 | 0
|  |  |  | 1.742 | 17.4195 | 0 | 0 | 0 | 0 | 0 | 0 | 0.173 | 0 | 17.42 | 0 | 0 | 21.143 | 0 | 3.723 | 17.42 | 0 | 0 | 0 | 0 | [74 empty] | 6 | 0
|  |  |  | 1.7958 | 17.9581 | 0 | 0 | 0 | 0 | 0 | 0 | 0.173 | 0 | 17.958 | 15.704 | 0 | 2.254 | 0 | 0 | 2.254 | 0 | 0 | 0 | 0 | [74 empty] | 5 | 0
|  |  |  | 1.7859 | 17.8587 | 0 | 0 | 0 | 0 | 0 | 0 | 0.173 | 0 | 17.859 | 0 | 0 | 67.108 | 0 | 49.249 | 17.859 | 0 | 0 | 0 | 0 | [74 empty] | 4 | 0
|  |  |  | 1.7678 | 17.6784 | 0 | 0 | 0 | 0 | 0 | 0 | 0.173 | 0 | 17.678 | 0 | 0 | 37.444 | 0 | 19.765 | 17.679 | 0 | 0 | 0 | 0 | [74 empty] | 3 | 0
|  |  |  | 1.6982 | 16.9819 | 0 | 0 | 0 | 0 | 0 | 0 | 0.173 | 0 | 16.982 | 0 | 0 | 32.66 | 0 | 15.678 | 16.982 | 0 | 0 | 0 | 0 | [74 empty] | 2 | 0
|  |  |  | 1.7511 | 17.5108 | 0 | 0 | 0 | 0 | 0 | 0 | 0.173 | 0 | 17.511 | 8.204 | 0 | 9.306 | 0 | 0 | 9.306 | 0 | 0 | 0 | 0 | [74 empty] | 1 | 0
|  |  |  | 2.0331 | 20.3312 | 0 | 0 | 0 | 0 | 0 | 0 | 0.173 | 0 | 20.331 | 20.331 | 0 | 0 | 0 | 0 | 0 | 0 | 0 | 0 | 0 | [74 empty] | 0 | 0
|  |  |  | 2.0329 | 20.3291 | 0 | 0 | 0 | 0 | 0 | 0 | 0.173 | 0 | 20.329 | 20.329 | 0 | 0 | 0 | 0 | 0 | 0 | 0 | 0 | 0 | [74 empty] | 0 | 0
|  |  |  | 2.0399 | 20.399 | 0 | 0 | 0 | 0 | 0 | 0 | 0.173 | 0 | 20.399 | 20.399 | 0 | 0 | 0 | 0 | 0 | 0 | 0 | 0 | 0 | [74 empty] | 0 | 0
|  |  |  | 2.0392 | 20.3919 | 0 | 0 | 0 | 0 | 0 | 0 | 0.173 | 0 | 20.392 | 20.392 | 0 | 0 | 0 | 0 | 0 | 0 | 0 | 0 | 0 | [74 empty] | 0 | 0
|  |  |  | 2.0356 | 20.3565 | 0 | 0 | 0 | 0 | 0 | 0 | 0.173 | 0 | 20.357 | 20.357 | 0 | 0 | 0 | 0 | 0 | 0 | 0 | 0 | 0 | [74 empty] | 0 | 0
|  |  |  | 2.0297 | 20.2975 | 0 | 0 | 0 | 0 | 0 | 0 | 0.173 | 0 | 20.297 | 20.297 | 0 | 0 | 0 | 0 | 0 | 0 | 0 | 0 | 0 | [74 empty] | 0 | 0
|  |  |  | 2.043 | 20.4302 | 0 | 0 | 0 | 0 | 0 | 0 | 0.173 | 0 | 20.43 | 20.43 | 0 | 0 | 0 | 0 | 0 | 0 | 0 | 0 | 0 | [74 empty] | 0 | 0
|  |  |  | 2.0291 | 20.2908 | 0 | 0 | 0 | 0 | 0 | 0 | 0.173 | 0 | 20.291 | 20.291 | 0 | 0 | 0 | 0 | 0 | 0 | 0 | 0 | 0 | [74 empty] | 0 | 0
|  |  |  | 2.0289 | 20.2889 | 0 | 0 | 0 | 0 | 0 | 0 | 0.173 | 0 | 20.289 | 20.289 | 0 | 0 | 0 | 0 | 0 | 0 | 0 | 0 | 0 | [74 empty] | 0 | 0
|  |  |  | 2.0288 | 20.2881 | 0 | 0 | 0 | 0 | 0 | 0 | 0.173 | 0 | 20.288 | 20.288 | 0 | 0 | 0 | 0 | 0 | 0 | 0 | 0 | 0 | [74 empty] | 0 | 0
|  |  |  | 2.0288 | 20.2875 | 0 | 0 | 0 | 0 | 0 | 0 | 0.173 | 0 | 20.288 | 20.288 | 0 | 0 | 0 | 0 | 0 | 0 | 0 | 0 | 0 | [74 empty] | 0 | 0
|  |  |  | 2.0558 | 20.5585 | 0 | 0 | 0 | 0 | 0 | 0 | 0.173 | 0 | 20.558 | 20.558 | 0 | 0 | 0 | 0 | 0 | 0 | 0 | 0 | 0 | [74 empty] | 0 | 0
|  |  |  | 2.1002 | 21.0019 | 0 | 0 | 0 | 0 | 0 | 0 | 0.173 | 0 | 21.002 | 21.002 | 0 | 0 | 0 | 0 | 0 | 0 | 0 | 0 | 0 | [74 empty] | 0 | 0
|  |  |  | 2.1044 | 21.0441 | 0 | 0 | 0 | 0 | 0 | 0 | 0.173 | 0 | 21.044 | 21.044 | 0 | 0 | 0 | 0 | 0 | 0 | 0 | 0 | 0 | [74 empty] | 0 | 0
|  |  |  | 1.7405 | 17.4051 | 0 | 0 | 0 | 0 | 0 | 0 | 0.173 | 0 | 17.405 | 17.405 | 0 | 0 | 0 | 0 | 0 | 0 | 0 | 0 | 0 | [74 empty] | 0 | 0
|  |  |  | 1.6947 | 16.9469 | 0 | 0 | 0 | 0 | 0 | 0 | 0.173 | 0 | 16.947 | 11.232 | 0 | 5.715 | 0 | 0 | 5.715 | 0 | 0 | 0 | 0 | [74 empty] | 9 | 0
|  |  |  | 1.6962 | 16.9617 | 0 | 0 | 0 | 0 | 0 | 0 | 0.173 | 0 | 16.962 | 0 | 0 | 44.191 | 0 | 27.229 | 16.962 | 0 | 0 | 0 | 0 | [74 empty] | 8 | 0
|  |  |  | 1.697 | 16.9704 | 0 | 0 | 0 | 0 | 0 | 0 | 0.173 | 0 | 16.97 | 0 | 0 | 61.335 | 0 | 44.365 | 16.97 | 0 | 0 | 0 | 0 | [74 empty] | 7 | 0
|  |  |  | 1.7103 | 17.103 | 0 | 0 | 0 | 0 | 0 | 0 | 0.173 | 0 | 17.103 | 0 | 0 | 70.641 | 0 | 53.538 | 17.103 | 0 | 0 | 0 | 0 | [74 empty] | 6 | 0
|  |  |  | 1.828 | 18.28 | 0 | 0 | 0 | 0 | 0 | 0 | 0.173 | 0 | 18.28 | 0 | 0 | 72.125 | 0 | 53.845 | 18.28 | 0 | 0 | 0 | 0 | [74 empty] | 5 | 0
|  |  |  | 1.8167 | 18.1673 | 0 | 0 | 0 | 0 | 0 | 0 | 0.173 | 0 | 18.167 | 0 | 0 | 66.613 | 0 | 48.446 | 18.167 | 0 | 0 | 0 | 0 | [74 empty] | 4 | 0
|  |  |  | 1.7229 | 17.2292 | 0 | 0 | 0 | 0 | 0 | 0 | 0.173 | 0 | 17.229 | 0 | 0 | 33.198 | 0 | 15.968 | 17.23 | 0 | 0 | 0 | 0 | [74 empty] | 3 | 0
|  |  |  | 1.6974 | 16.9742 | 0 | 0 | 0 | 0 | 0 | 0 | 0.173 | 0 | 16.974 | 0 | 0 | 32.34 | 0 | 15.366 | 16.974 | 0 | 0 | 0 | 0 | [74 empty] | 2 | 0
|  |  |  | 1.7505 | 17.5046 | 0 | 0 | 0 | 0 | 0 | 0 | 0.173 | 0 | 17.505 | 8.736 | 0 | 8.768 | 0 | 0 | 8.768 | 0 | 0 | 0 | 0 | [74 empty] | 1 | 0
|  |  |  | 2.0327 | 20.3268 | 0 | 0 | 0 | 0 | 0 | 0 | 0.173 | 0 | 20.327 | 20.327 | 0 | 0 | 0 | 0 | 0 | 0 | 0 | 0 | 0 | [74 empty] | 0 | 0
|  |  |  | 2.0327 | 20.3266 | 0 | 0 | 0 | 0 | 0 | 0 | 0.173 | 0 | 20.327 | 20.327 | 0 | 0 | 0 | 0 | 0 | 0 | 0 | 0 | 0 | [74 empty] | 0 | 0
|  |  |  | 2.0398 | 20.3978 | 0 | 0 | 0 | 0 | 0 | 0 | 0.173 | 0 | 20.398 | 20.398 | 0 | 0 | 0 | 0 | 0 | 0 | 0 | 0 | 0 | [74 empty] | 0 | 0
|  |  |  | 2.0391 | 20.3906 | 0 | 0 | 0 | 0 | 0 | 0 | 0.173 | 0 | 20.391 | 20.391 | 0 | 0 | 0 | 0 | 0 | 0 | 0 | 0 | 0 | [74 empty] | 0 | 0
|  |  |  | 2.0355 | 20.3552 | 0 | 0 | 0 | 0 | 0 | 0 | 0.173 | 0 | 20.355 | 20.355 | 0 | 0 | 0 | 0 | 0 | 0 | 0 | 0 | 0 | [74 empty] | 0 | 0
|  |  |  | 2.0299 | 20.2993 | 0 | 0 | 0 | 0 | 0 | 0 | 0.173 | 0 | 20.299 | 20.299 | 0 | 0 | 0 | 0 | 0 | 0 | 0 | 0 | 0 | [74 empty] | 0 | 0
|  |  |  | 2.0432 | 20.4316 | 0 | 0 | 0 | 0 | 0 | 0 | 0.173 | 0 | 20.432 | 20.432 | 0 | 0 | 0 | 0 | 0 | 0 | 0 | 0 | 0 | [74 empty] | 0 | 0
|  |  |  | 2.0291 | 20.2914 | 0 | 0 | 0 | 0 | 0 | 0 | 0.173 | 0 | 20.291 | 20.291 | 0 | 0 | 0 | 0 | 0 | 0 | 0 | 0 | 0 | [74 empty] | 0 | 0
|  |  |  | 2.0289 | 20.2886 | 0 | 0 | 0 | 0 | 0 | 0 | 0.173 | 0 | 20.289 | 20.289 | 0 | 0 | 0 | 0 | 0 | 0 | 0 | 0 | 0 | [74 empty] | 0 | 0
|  |  |  | 2.0355 | 20.3551 | 0 | 0 | 0 | 0 | 0 | 0 | 0.173 | 0 | 20.355 | 20.355 | 0 | 0 | 0 | 0 | 0 | 0 | 0 | 0 | 0 | [74 empty] | 0 | 0
|  |  |  | 2.095 | 20.9501 | 0 | 0 | 0 | 0 | 0 | 0 | 0.173 | 0 | 20.95 | 20.95 | 0 | 0 | 0 | 0 | 0 | 0 | 0 | 0 | 0 | [74 empty] | 0 | 0
|  |  |  | 2.0944 | 20.9444 | 0 | 0 | 0 | 0 | 0 | 0 | 0.173 | 0 | 20.944 | 20.944 | 0 | 0 | 0 | 0 | 0 | 0 | 0 | 0 | 0 | [74 empty] | 0 | 0
|  |  |  | 2.1335 | 21.3348 | 0 | 0 | 0 | 0 | 0 | 0 | 0.173 | 0 | 21.335 | 21.335 | 0 | 0 | 0 | 0 | 0 | 0 | 0 | 0 | 0 | [74 empty] | 0 | 0
|  |  |  | 3.2354 | 32.3538 | 0 | 0 | 0 | 0 | 0 | 0 | 0.173 | 0 | 32.354 | 32.354 | 0 | 0 | 0 | 0 | 0 | 0 | 0 | 0 | 0 | [74 empty] | 0 | 0
|  |  |  | 6.2192 | 62.1916 | 0 | 0 | 0 | 0 | 0 | 0 | 0.173 | 0 | 62.192 | 62.192 | 0 | 0 | 0 | 0 | 0 | 0 | 0 | 0 | 0 | [74 empty] | 0 | 0
|  |  |  | 7.6471 | 76.4715 | 0 | 0 | 0 | 0 | 0 | 0 | 0.173 | 0 | 76.472 | 55.808 | 0 | 20.663 | 0 | 0 | 20.663 | 0 | 0 | 0 | 0 | [74 empty] | 9 | 0
|  |  |  | 7.7005 | 77.0054 | 0 | 0 | 0 | 0 | 0 | 0 | 0.173 | 0 | 77.005 | 33.062 | 0 | 43.944 | 0 | 0 | 43.944 | 0 | 0 | 0 | 0 | [74 empty] | 8 | 0
|  |  |  | 7.9994 | 79.9941 | 0 | 0 | 0 | 0 | 0 | 0 | 0.173 | 0 | 79.994 | 20.622 | 0 | 59.372 | 0 | 0 | 59.372 | 0 | 0 | 0 | 0 | [74 empty] | 7 | 0
|  |  |  | 8.4316 | 84.3165 | 0 | 0 | 0 | 0 | 0 | 0 | 0.173 | 0 | 84.316 | 16.191 | 0 | 68.126 | 0 | 0 | 68.126 | 0 | 0 | 0 | 0 | [74 empty] | 6 | 0
|  |  |  | 8.4916 | 84.9165 | 0 | 0 | 0 | 0 | 0 | 0 | 0.173 | 0 | 84.917 | 15.337 | 0 | 69.58 | 0 | 0 | 69.58 | 0 | 0 | 0 | 0 | [74 empty] | 5 | 0
|  |  |  | 8.3251 | 83.2507 | 0 | 0 | 0 | 0 | 0 | 0 | 0.173 | 0 | 83.251 | 17.96 | 0 | 65.29 | 0 | 0 | 65.29 | 0 | 0 | 0 | 0 | [74 empty] | 4 | 0
|  |  |  | 8.3355 | 83.3553 | 0 | 0 | 0 | 0 | 0 | 0 | 0.173 | 0 | 83.355 | 30.687 | 0 | 52.668 | 0 | 0 | 52.668 | 0 | 0 | 0 | 0 | [74 empty] | 3 | 0
|  |  |  | 8.1092 | 81.092 | 0 | 0 | 0 | 0 | 0 | 0 | 0.173 | 0 | 81.092 | 47.763 | 0 | 33.329 | 0 | 0 | 33.329 | 0 | 0 | 0 | 0 | [74 empty] | 2 | 0
|  |  |  | 7.8075 | 78.0745 | 0 | 0 | 0 | 0 | 0 | 0 | 0.173 | 0 | 78.074 | 67.881 | 0 | 10.193 | 0 | 0 | 10.193 | 0 | 0 | 0 | 0 | [74 empty] | 1 | 0
|  |  |  | 6.7432 | 67.4318 | 0 | 0 | 0 | 0 | 0 | 0 | 0.173 | 0 | 67.432 | 67.432 | 0 | 0 | 0 | 0 | 0 | 0 | 0 | 0 | 0 | [74 empty] | 0 | 0
|  |  |  | 6.694 | 66.9402 | 0 | 0 | 0 | 0 | 0 | 0 | 0.173 | 0 | 66.94 | 66.94 | 0 | 0 | 0 | 0 | 0 | 0 | 0 | 0 | 0 | [74 empty] | 0 | 0
|  |  |  | 6.6609 | 66.6091 | 0 | 0 | 0 | 0 | 0 | 0 | 0.173 | 0 | 66.609 | 66.609 | 0 | 0 | 0 | 0 | 0 | 0 | 0 | 0 | 0 | [74 empty] | 0 | 0
|  |  |  | 6.6303 | 66.3025 | 0 | 0 | 0 | 0 | 0 | 0 | 0.173 | 0 | 66.302 | 66.302 | 0 | 0 | 0 | 0 | 0 | 0 | 0 | 0 | 0 | [74 empty] | 0 | 0
|  |  |  | 2.0355 | 20.3551 | 0 | 0 | 0 | 0 | 0 | 0 | 0.173 | 0 | 20.355 | 20.355 | 0 | 0 | 0 | 0 | 0 | 0 | 0 | 0 | 0 | [74 empty] | 0 | 0
|  |  |  | 2.0312 | 20.3116 | 0 | 0 | 0 | 0 | 0 | 0 | 0.173 | 0 | 20.312 | 20.312 | 0 | 0 | 0 | 0 | 0 | 0 | 0 | 0 | 0 | [74 empty] | 0 | 0
|  |  |  | 2.0453 | 20.4533 | 0 | 0 | 0 | 0 | 0 | 0 | 0.173 | 0 | 20.453 | 20.453 | 0 | 0 | 0 | 0 | 0 | 0 | 0 | 0 | 0 | [74 empty] | 0 | 0
|  |  |  | 2.0312 | 20.3121 | 0 | 0 | 0 | 0 | 0 | 0 | 0.173 | 0 | 20.312 | 20.312 | 0 | 0 | 0 | 0 | 0 | 0 | 0 | 0 | 0 | [74 empty] | 0 | 0
|  |  |  | 2.031 | 20.3096 | 0 | 0 | 0 | 0 | 0 | 0 | 0.173 | 0 | 20.31 | 20.31 | 0 | 0 | 0 | 0 | 0 | 0 | 0 | 0 | 0 | [74 empty] | 0 | 0
|  |  |  | 2.03 | 20.3004 | 0 | 0 | 0 | 0 | 0 | 0 | 0.173 | 0 | 20.3 | 20.3 | 0 | 0 | 0 | 0 | 0 | 0 | 0 | 0 | 0 | [74 empty] | 0 | 0
|  |  |  | 2.0301 | 20.301 | 0 | 0 | 0 | 0 | 0 | 0 | 0.173 | 0 | 20.301 | 20.301 | 0 | 0 | 0 | 0 | 0 | 0 | 0 | 0 | 0 | [74 empty] | 0 | 0
|  |  |  | 2.0632 | 20.6317 | 0 | 0 | 0 | 0 | 0 | 0 | 0.173 | 0 | 20.632 | 20.632 | 0 | 0 | 0 | 0 | 0 | 0 | 0 | 0 | 0 | [74 empty] | 0 | 0
|  |  |  | 2.0571 | 20.5714 | 0 | 0 | 0 | 0 | 0 | 0 | 0.173 | 0 | 20.571 | 20.571 | 0 | 0 | 0 | 0 | 0 | 0 | 0 | 0 | 0 | [74 empty] | 0 | 0
|  |  |  | 3.2357 | 32.3569 | 0 | 0 | 0 | 0 | 0 | 0 | 0.173 | 0 | 32.357 | 32.357 | 0 | 0 | 0 | 0 | 0 | 0 | 0 | 0 | 0 | [74 empty] | 0 | 0
|  |  |  | 6.221 | 62.2104 | 0 | 0 | 0 | 0 | 0 | 0 | 0.173 | 0 | 62.21 | 62.21 | 0 | 0 | 0 | 0 | 0 | 0 | 0 | 0 | 0 | [74 empty] | 0 | 0
|  |  |  | 7.8887 | 78.8871 | 0 | 0 | 0 | 0 | 0 | 0 | 0.173 | 0 | 78.887 | 58.617 | 0 | 20.271 | 0 | 0 | 20.271 | 0 | 0 | 0 | 0 | [74 empty] | 1 | 0
|  |  |  | 8.3298 | 83.2978 | 0 | 0 | 0 | 0 | 0 | 0 | 0.173 | 0 | 83.298 | 77.947 | 0 | 5.351 | 0 | 0 | 5.351 | 0 | 0 | 0 | 0 | [74 empty] | 0 | 0
|  |  |  | 8.7736 | 87.7361 | 0 | 0 | 0 | 0 | 0 | 0 | 0.173 | 0 | 87.736 | 72.279 | 0 | 15.457 | 0 | 0 | 15.457 | 0 | 0 | 0 | 0 | [74 empty] | 6 | 0
|  |  |  | 9.4602 | 94.6016 | 0 | 0 | 0 | 0 | 0 | 0 | 0.173 | 0 | 94.602 | 76.44 | 0 | 18.162 | 0 | 0 | 18.162 | 0 | 0 | 0 | 0 | [74 empty] | 5 | 0
|  |  |  | 9.3233 | 93.233 | 0 | 0 | 0 | 0 | 0 | 0 | 0.173 | 0 | 93.233 | 58.814 | 0 | 34.419 | 0 | 0 | 34.419 | 0 | 0 | 0 | 0 | [74 empty] | 4 | 0
|  |  |  | 8.8737 | 88.7372 | 0 | 0 | 0 | 0 | 0 | 0 | 0.173 | 0 | 88.737 | 27.039 | 0 | 61.699 | 0 | 0 | 61.699 | 0 | 0 | 0 | 0 | [74 empty] | 3 | 0
|  |  |  | 8.5972 | 85.972 | 0 | 0 | 0 | 0 | 0 | 0 | 0.173 | 0 | 85.972 | 60.525 | 0 | 25.447 | 0 | 0 | 25.447 | 0 | 0 | 0 | 0 | [74 empty] | 2 | 0
|  |  |  | 8.289 | 82.8902 | 0 | 0 | 0 | 0 | 0 | 0 | 0.173 | 0 | 82.89 | 66.182 | 0 | 16.708 | 0 | 0 | 16.708 | 0 | 0 | 0 | 0 | [74 empty] | 1 | 0
|  |  |  | 7.9113 | 79.113 | 0 | 0 | 0 | 0 | 0 | 0 | 0.173 | 0 | 79.113 | 75.696 | 0 | 3.417 | 0 | 0 | 3.417 | 0 | 0 | 0 | 0 | [74 empty] | 0 | 0
|  |  |  | 6.7119 | 67.1195 | 0 | 0 | 0 | 0 | 0 | 0 | 0.173 | 0 | 67.119 | 67.119 | 0 | 0 | 0 | 0 | 0 | 0 | 0 | 0 | 0 | [74 empty] | 0 | 0
|  |  |  | 6.6574 | 66.5735 | 0 | 0 | 0 | 0 | 0 | 0 | 0.173 | 0 | 66.574 | 66.574 | 0 | 0 | 0 | 0 | 0 | 0 | 0 | 0 | 0 | [74 empty] | 0 | 0
|  |  |  | 6.627 | 66.2696 | 0 | 0 | 0 | 0 | 0 | 0 | 0.173 | 0 | 66.27 | 66.27 | 0 | 0 | 0 | 0 | 0 | 0 | 0 | 0 | 0 | [74 empty] | 0 | 0
|  |  |  | 6.6312 | 66.3124 | 0 | 0 | 0 | 0 | 0 | 0 | 0.173 | 0 | 66.312 | 66.312 | 0 | 0 | 0 | 0 | 0 | 0 | 0 | 0 | 0 | [74 empty] | 0 | 0
|  |  |  | 2.031 | 20.3102 | 0 | 0 | 0 | 0 | 0 | 0 | 0.173 | 0 | 20.31 | 20.31 | 0 | 0 | 0 | 0 | 0 | 0 | 0 | 0 | 0 | [74 empty] | 0 | 0
|  |  |  | 2.0318 | 20.3178 | 0 | 0 | 0 | 0 | 0 | 0 | 0.173 | 0 | 20.318 | 20.318 | 0 | 0 | 0 | 0 | 0 | 0 | 0 | 0 | 0 | [74 empty] | 0 | 0
|  |  |  | 2.0463 | 20.4625 | 0 | 0 | 0 | 0 | 0 | 0 | 0.173 | 0 | 20.462 | 20.462 | 0 | 0 | 0 | 0 | 0 | 0 | 0 | 0 | 0 | [74 empty] | 0 | 0
|  |  |  | 2.032 | 20.3201 | 0 | 0 | 0 | 0 | 0 | 0 | 0.173 | 0 | 20.32 | 20.32 | 0 | 0 | 0 | 0 | 0 | 0 | 0 | 0 | 0 | [74 empty] | 0 | 0
|  |  |  | 2.0316 | 20.3158 | 0 | 0 | 0 | 0 | 0 | 0 | 0.173 | 0 | 20.316 | 20.316 | 0 | 0 | 0 | 0 | 0 | 0 | 0 | 0 | 0 | [74 empty] | 0 | 0
|  |  |  | 2.0314 | 20.3142 | 0 | 0 | 0 | 0 | 0 | 0 | 0.173 | 0 | 20.314 | 20.314 | 0 | 0 | 0 | 0 | 0 | 0 | 0 | 0 | 0 | [74 empty] | 0 | 0
|  |  |  | 2.0311 | 20.3114 | 0 | 0 | 0 | 0 | 0 | 0 | 0.173 | 0 | 20.311 | 20.311 | 0 | 0 | 0 | 0 | 0 | 0 | 0 | 0 | 0 | [74 empty] | 0 | 0
|  |  |  | 2.0372 | 20.3721 | 0 | 0 | 0 | 0 | 0 | 0 | 0.173 | 0 | 20.372 | 20.372 | 0 | 0 | 0 | 0 | 0 | 0 | 0 | 0 | 0 | [74 empty] | 0 | 0
|  |  |  | 2.0364 | 20.3635 | 0 | 0 | 0 | 0 | 0 | 0 | 0.173 | 0 | 20.363 | 20.363 | 0 | 0 | 0 | 0 | 0 | 0 | 0 | 0 | 0 | [74 empty] | 0 | 0
|  |  |  | 3.2201 | 32.2008 | 0 | 0 | 0 | 0 | 0 | 0 | 0.173 | 0 | 32.201 | 32.201 | 0 | 0 | 0 | 0 | 0 | 0 | 0 | 0 | 0 | [74 empty] | 0 | 0
|  |  |  | 6.2145 | 62.1445 | 0 | 0 | 0 | 0 | 0 | 0 | 0.173 | 0 | 62.144 | 62.144 | 0 | 0 | 0 | 0 | 0 | 0 | 0 | 0 | 0 | [74 empty] | 0 | 0
|  |  |  | 7.6473 | 76.4732 | 0 | 0 | 0 | 0 | 0 | 0 | 0.173 | 0 | 76.473 | 72.14 | 0 | 4.333 | 0 | 0 | 4.333 | 0 | 0 | 0 | 0 | [74 empty] | 0 | 0
|  |  |  | 7.6492 | 76.4918 | 0 | 0 | 0 | 0 | 0 | 0 | 0.173 | 0 | 76.492 | 67.68 | 0 | 8.812 | 0 | 0 | 8.812 | 0 | 0 | 0 | 0 | [74 empty] | 8 | 0
|  |  |  | 7.8932 | 78.9319 | 0 | 0 | 0 | 0 | 0 | 0 | 0.173 | 0 | 78.932 | 59.781 | 0 | 19.151 | 0 | 0 | 19.151 | 0 | 0 | 0 | 0 | [74 empty] | 7 | 0
|  |  |  | 8.2091 | 82.0913 | 0 | 0 | 0 | 0 | 0 | 0 | 0.173 | 0 | 82.091 | 50.988 | 0 | 31.104 | 0 | 0 | 31.104 | 0 | 0 | 0 | 0 | [74 empty] | 6 | 0
|  |  |  | 8.2901 | 82.9009 | 0 | 0 | 0 | 0 | 0 | 0 | 0.173 | 0 | 82.901 | 41.735 | 0 | 41.166 | 0 | 0 | 41.166 | 0 | 0 | 0 | 0 | [74 empty] | 5 | 0
|  |  |  | 8.335 | 83.3501 | 0 | 0 | 0 | 0 | 0 | 0 | 0.173 | 0 | 83.35 | 37.909 | 0 | 45.441 | 0 | 0 | 45.441 | 0 | 0 | 0 | 0 | [74 empty] | 4 | 0
|  |  |  | 8.4329 | 84.329 | 0 | 0 | 0 | 0 | 0 | 0 | 0.173 | 0 | 84.329 | 40.327 | 0 | 44.002 | 0 | 0 | 44.002 | 0 | 0 | 0 | 0 | [74 empty] | 3 | 0
|  |  |  | 8.1892 | 81.8925 | 0 | 0 | 0 | 0 | 0 | 0 | 0.173 | 0 | 81.893 | 62 | 0 | 19.892 | 0 | 0 | 19.892 | 0 | 0 | 0 | 0 | [74 empty] | 2 | 0
|  |  |  | 7.8489 | 78.4888 | 0 | 0 | 0 | 0 | 0 | 0 | 0.173 | 0 | 78.489 | 69.299 | 0 | 9.19 | 0 | 0 | 9.19 | 0 | 0 | 0 | 0 | [74 empty] | 1 | 0
|  |  |  | 6.7181 | 67.1809 | 0 | 0 | 0 | 0 | 0 | 0 | 0.173 | 0 | 67.181 | 67.181 | 0 | 0 | 0 | 0 | 0 | 0 | 0 | 0 | 0 | [74 empty] | 0 | 0
|  |  |  | 6.6639 | 66.6388 | 0 | 0 | 0 | 0 | 0 | 0 | 0.173 | 0 | 66.639 | 66.639 | 0 | 0 | 0 | 0 | 0 | 0 | 0 | 0 | 0 | [74 empty] | 0 | 0
|  |  |  | 6.7007 | 67.0068 | 0 | 0 | 0 | 0 | 0 | 0 | 0.173 | 0 | 67.007 | 67.007 | 0 | 0 | 0 | 0 | 0 | 0 | 0 | 0 | 0 | [74 empty] | 0 | 0
|  |  |  | 6.6959 | 66.9594 | 0 | 0 | 0 | 0 | 0 | 0 | 0.173 | 0 | 66.959 | 66.959 | 0 | 0 | 0 | 0 | 0 | 0 | 0 | 0 | 0 | [74 empty] | 0 | 0
|  |  |  | 2.0357 | 20.357 | 0 | 0 | 0 | 0 | 0 | 0 | 0.173 | 0 | 20.357 | 20.357 | 0 | 0 | 0 | 0 | 0 | 0 | 0 | 0 | 0 | [74 empty] | 0 | 0
|  |  |  | 2.031 | 20.3099 | 0 | 0 | 0 | 0 | 0 | 0 | 0.173 | 0 | 20.31 | 20.31 | 0 | 0 | 0 | 0 | 0 | 0 | 0 | 0 | 0 | [74 empty] | 0 | 0
|  |  |  | 2.0454 | 20.4543 | 0 | 0 | 0 | 0 | 0 | 0 | 0.173 | 0 | 20.454 | 20.454 | 0 | 0 | 0 | 0 | 0 | 0 | 0 | 0 | 0 | [74 empty] | 0 | 0
|  |  |  | 2.0312 | 20.312 | 0 | 0 | 0 | 0 | 0 | 0 | 0.173 | 0 | 20.312 | 20.312 | 0 | 0 | 0 | 0 | 0 | 0 | 0 | 0 | 0 | [74 empty] | 0 | 0
|  |  |  | 2.0311 | 20.3107 | 0 | 0 | 0 | 0 | 0 | 0 | 0.173 | 0 | 20.311 | 20.311 | 0 | 0 | 0 | 0 | 0 | 0 | 0 | 0 | 0 | [74 empty] | 0 | 0
|  |  |  | 2.0309 | 20.3085 | 0 | 0 | 0 | 0 | 0 | 0 | 0.173 | 0 | 20.308 | 20.308 | 0 | 0 | 0 | 0 | 0 | 0 | 0 | 0 | 0 | [74 empty] | 0 | 0
|  |  |  | 2.0308 | 20.3079 | 0 | 0 | 0 | 0 | 0 | 0 | 0.173 | 0 | 20.308 | 20.308 | 0 | 0 | 0 | 0 | 0 | 0 | 0 | 0 | 0 | [74 empty] | 0 | 0
|  |  |  | 2.0375 | 20.3749 | 0 | 0 | 0 | 0 | 0 | 0 | 0.173 | 0 | 20.375 | 20.375 | 0 | 0 | 0 | 0 | 0 | 0 | 0 | 0 | 0 | [74 empty] | 0 | 0
|  |  |  | 2.0366 | 20.3662 | 0 | 0 | 0 | 0 | 0 | 0 | 0.173 | 0 | 20.366 | 20.366 | 0 | 0 | 0 | 0 | 0 | 0 | 0 | 0 | 0 | [74 empty] | 0 | 0
|  |  |  | 3.2192 | 32.1922 | 0 | 0 | 0 | 0 | 0 | 0 | 0.173 | 0 | 32.192 | 32.192 | 0 | 0 | 0 | 0 | 0 | 0 | 0 | 0 | 0 | [74 empty] | 0 | 0
|  |  |  | 6.2137 | 62.1369 | 0 | 0 | 0 | 0 | 0 | 0 | 0.173 | 0 | 62.137 | 62.137 | 0 | 0 | 0 | 0 | 0 | 0 | 0 | 0 | 0 | [74 empty] | 0 | 0
|  |  |  | 7.648 | 76.4801 | 0 | 0 | 0 | 0 | 0 | 0 | 0.173 | 0 | 76.48 | 72.423 | 0 | 4.057 | 0 | 0 | 4.057 | 0 | 0 | 0 | 0 | [74 empty] | 0 | 0
|  |  |  | 7.81 | 78.1001 | 0 | 0 | 0 | 0 | 0 | 0 | 0.173 | 0 | 78.1 | 42.634 | 0 | 35.466 | 0 | 0 | 35.466 | 0 | 0 | 0 | 0 | [74 empty] | 8 | 0
|  |  |  | 8.2248 | 82.2482 | 0 | 0 | 0 | 0 | 0 | 0 | 0.173 | 0 | 82.248 | 22.585 | 0 | 59.663 | 0 | 0 | 59.663 | 0 | 0 | 0 | 0 | [74 empty] | 7 | 0
|  |  |  | 8.6671 | 86.6715 | 0 | 0 | 0 | 0 | 0 | 0 | 0.173 | 0 | 86.671 | 17.979 | 0 | 68.693 | 0 | 0 | 68.693 | 0 | 0 | 0 | 0 | [74 empty] | 6 | 0
|  |  |  | 8.7491 | 87.4907 | 0 | 0 | 0 | 0 | 0 | 0 | 0.173 | 0 | 87.491 | 16.849 | 0 | 70.641 | 0 | 0 | 70.641 | 0 | 0 | 0 | 0 | [74 empty] | 5 | 0
|  |  |  | 8.6085 | 86.0854 | 0 | 0 | 0 | 0 | 0 | 0 | 0.173 | 0 | 86.085 | 21.726 | 0 | 64.36 | 0 | 0 | 64.36 | 0 | 0 | 0 | 0 | [74 empty] | 4 | 0
|  |  |  | 8.4353 | 84.3533 | 0 | 0 | 0 | 0 | 0 | 0 | 0.173 | 0 | 84.353 | 32.325 | 0 | 52.029 | 0 | 0 | 52.029 | 0 | 0 | 0 | 0 | [74 empty] | 3 | 0
|  |  |  | 8.0372 | 80.3718 | 0 | 0 | 0 | 0 | 0 | 0 | 0.173 | 0 | 80.372 | 47.101 | 0 | 33.27 | 0 | 0 | 33.27 | 0 | 0 | 0 | 0 | [74 empty] | 2 | 0
|  |  |  | 7.8266 | 78.2662 | 0 | 0 | 0 | 0 | 0 | 0 | 0.173 | 0 | 78.266 | 67.36 | 0 | 10.906 | 0 | 0 | 10.906 | 0 | 0 | 0 | 0 | [74 empty] | 1 | 0
|  |  |  | 6.8634 | 68.6337 | 0 | 0 | 0 | 0 | 0 | 0 | 0.173 | 0 | 68.634 | 68.634 | 0 | 0 | 0 | 0 | 0 | 0 | 0 | 0 | 0 | [74 empty] | 0 | 0
|  |  |  | 6.9108 | 69.1084 | 0 | 0 | 0 | 0 | 0 | 0 | 0.173 | 0 | 69.108 | 69.108 | 0 | 0 | 0 | 0 | 0 | 0 | 0 | 0 | 0 | [74 empty] | 0 | 0
|  |  |  | 6.9109 | 69.1094 | 0 | 0 | 0 | 0 | 0 | 0 | 0.173 | 0 | 69.109 | 69.109 | 0 | 0 | 0 | 0 | 0 | 0 | 0 | 0 | 0 | [74 empty] | 0 | 0
|  |  |  | 6.838 | 68.3797 | 0 | 0 | 0 | 0 | 0 | 0 | 0.173 | 0 | 68.38 | 68.38 | 0 | 0 | 0 | 0 | 0 | 0 | 0 | 0 | 0 | [74 empty] | 0 | 0
|  |  |  | 2.0348 | 20.3482 | 0 | 0 | 0 | 0 | 0 | 0 | 0.173 | 0 | 20.348 | 20.348 | 0 | 0 | 0 | 0 | 0 | 0 | 0 | 0 | 0 | [74 empty] | 0 | 0
|  |  |  | 2.0305 | 20.3051 | 0 | 0 | 0 | 0 | 0 | 0 | 0.173 | 0 | 20.305 | 20.305 | 0 | 0 | 0 | 0 | 0 | 0 | 0 | 0 | 0 | [74 empty] | 0 | 0
|  |  |  | 2.0455 | 20.4547 | 0 | 0 | 0 | 0 | 0 | 0 | 0.173 | 0 | 20.455 | 20.455 | 0 | 0 | 0 | 0 | 0 | 0 | 0 | 0 | 0 | [74 empty] | 0 | 0
|  |  |  | 2.031 | 20.3098 | 0 | 0 | 0 | 0 | 0 | 0 | 0.173 | 0 | 20.31 | 20.31 | 0 | 0 | 0 | 0 | 0 | 0 | 0 | 0 | 0 | [74 empty] | 0 | 0
|  |  |  | 2.03 | 20.3003 | 0 | 0 | 0 | 0 | 0 | 0 | 0.173 | 0 | 20.3 | 20.3 | 0 | 0 | 0 | 0 | 0 | 0 | 0 | 0 | 0 | [74 empty] | 0 | 0
|  |  |  | 2.03 | 20.3004 | 0 | 0 | 0 | 0 | 0 | 0 | 0.173 | 0 | 20.3 | 20.3 | 0 | 0 | 0 | 0 | 0 | 0 | 0 | 0 | 0 | [74 empty] | 0 | 0
|  |  |  | 2.0301 | 20.3011 | 0 | 0 | 0 | 0 | 0 | 0 | 0.173 | 0 | 20.301 | 20.301 | 0 | 0 | 0 | 0 | 0 | 0 | 0 | 0 | 0 | [74 empty] | 0 | 0
|  |  |  | 2.0628 | 20.628 | 0 | 0 | 0 | 0 | 0 | 0 | 0.173 | 0 | 20.628 | 20.628 | 0 | 0 | 0 | 0 | 0 | 0 | 0 | 0 | 0 | [74 empty] | 0 | 0
|  |  |  | 2.0572 | 20.5717 | 0 | 0 | 0 | 0 | 0 | 0 | 0.173 | 0 | 20.572 | 20.572 | 0 | 0 | 0 | 0 | 0 | 0 | 0 | 0 | 0 | [74 empty] | 0 | 0
|  |  |  | 3.2282 | 32.2824 | 0 | 0 | 0 | 0 | 0 | 0 | 0.173 | 0 | 32.282 | 32.282 | 0 | 0 | 0 | 0 | 0 | 0 | 0 | 0 | 0 | [74 empty] | 0 | 0
|  |  |  | 6.2112 | 62.1119 | 0 | 0 | 0 | 0 | 0 | 0 | 0.173 | 0 | 62.112 | 62.112 | 0 | 0 | 0 | 0 | 0 | 0 | 0 | 0 | 0 | [74 empty] | 0 | 0
|  |  |  | 7.7549 | 77.5492 | 0 | 0 | 0 | 0 | 0 | 0 | 0.173 | 0 | 77.549 | 56.595 | 0 | 20.954 | 0 | 0 | 20.954 | 0 | 0 | 0 | 0 | [74 empty] | 8 | 0
|  |  |  | 8.0871 | 80.8715 | 0 | 0 | 0 | 0 | 0 | 0 | 0.173 | 0 | 80.871 | 43.748 | 0 | 37.124 | 0 | 0 | 37.124 | 0 | 0 | 0 | 0 | [74 empty] | 7 | 0
|  |  |  | 8.7161 | 87.1613 | 0 | 0 | 0 | 0 | 0 | 0 | 0.173 | 0 | 87.161 | 37.168 | 0 | 49.993 | 0 | 0 | 49.993 | 0 | 0 | 0 | 0 | [74 empty] | 6 | 0
|  |  |  | 9.3811 | 93.8114 | 0 | 0 | 0 | 0 | 0 | 0 | 0.173 | 0 | 93.811 | 39.965 | 0 | 53.846 | 0 | 0 | 53.846 | 0 | 0 | 0 | 0 | [74 empty] | 5 | 0
|  |  |  | 9.8221 | 98.2214 | 0 | 0 | 0 | 0 | 0 | 0 | 0.173 | 0 | 98.221 | 36.348 | 0 | 61.873 | 0 | 0 | 61.873 | 0 | 0 | 0 | 0 | [74 empty] | 4 | 0
|  |  |  | 10.0502 | 100.502 | 0 | 0 | 0 | 0 | 0 | 0 | 0.173 | 0 | 100.502 | 47.935 | 0 | 52.567 | 0 | 0 | 52.567 | 0 | 0 | 0 | 0 | [74 empty] | 3 | 0
|  |  |  | 9.762 | 97.6204 | 0 | 0 | 0 | 0 | 0 | 0 | 0.173 | 0 | 97.62 | 63.739 | 0 | 33.881 | 0 | 0 | 33.881 | 0 | 0 | 0 | 0 | [74 empty] | 2 | 0
|  |  |  | 9.0512 | 90.5124 | 0 | 0 | 0 | 0 | 0 | 0 | 0.173 | 0 | 90.512 | 68.701 | 0 | 21.812 | 0 | 0 | 21.812 | 0 | 0 | 0 | 0 | [74 empty] | 1 | 0
|  |  |  | 8.1582 | 81.5821 | 0 | 0 | 0 | 0 | 0 | 0 | 0.173 | 0 | 81.582 | 74.035 | 0 | 7.547 | 0 | 0 | 7.547 | 0 | 0 | 0 | 0 | [74 empty] | 0 | 0
|  |  |  | 6.8935 | 68.9348 | 0 | 0 | 0 | 0 | 0 | 0 | 0.173 | 0 | 68.935 | 68.935 | 0 | 0 | 0 | 0 | 0 | 0 | 0 | 0 | 0 | [74 empty] | 0 | 0
|  |  |  | 6.6566 | 66.5664 | 0 | 0 | 0 | 0 | 0 | 0 | 0.173 | 0 | 66.566 | 66.566 | 0 | 0 | 0 | 0 | 0 | 0 | 0 | 0 | 0 | [74 empty] | 0 | 0
|  |  |  | 6.5693 | 65.6925 | 0 | 0 | 0 | 0 | 0 | 0 | 0.173 | 0 | 65.692 | 65.692 | 0 | 0 | 0 | 0 | 0 | 0 | 0 | 0 | 0 | [74 empty] | 0 | 0
|  |  |  | 6.5741 | 65.7408 | 0 | 0 | 0 | 0 | 0 | 0 | 0.173 | 0 | 65.741 | 65.741 | 0 | 0 | 0 | 0 | 0 | 0 | 0 | 0 | 0 | [74 empty] | 0 | 0
|  |  |  | 2.0303 | 20.3028 | 0 | 0 | 0 | 0 | 0 | 0 | 0.173 | 0 | 20.303 | 20.303 | 0 | 0 | 0 | 0 | 0 | 0 | 0 | 0 | 0 | [74 empty] | 0 | 0
|  |  |  | 2.0315 | 20.3151 | 0 | 0 | 0 | 0 | 0 | 0 | 0.173 | 0 | 20.315 | 20.315 | 0 | 0 | 0 | 0 | 0 | 0 | 0 | 0 | 0 | [74 empty] | 0 | 0
|  |  |  | 2.046 | 20.4597 | 0 | 0 | 0 | 0 | 0 | 0 | 0.173 | 0 | 20.46 | 20.46 | 0 | 0 | 0 | 0 | 0 | 0 | 0 | 0 | 0 | [74 empty] | 0 | 0
|  |  |  | 2.0309 | 20.3094 | 0 | 0 | 0 | 0 | 0 | 0 | 0.173 | 0 | 20.309 | 20.309 | 0 | 0 | 0 | 0 | 0 | 0 | 0 | 0 | 0 | [74 empty] | 0 | 0
|  |  |  | 2.0305 | 20.3049 | 0 | 0 | 0 | 0 | 0 | 0 | 0.173 | 0 | 20.305 | 20.305 | 0 | 0 | 0 | 0 | 0 | 0 | 0 | 0 | 0 | [74 empty] | 0 | 0
|  |  |  | 2.0307 | 20.307 | 0 | 0 | 0 | 0 | 0 | 0 | 0.173 | 0 | 20.307 | 20.307 | 0 | 0 | 0 | 0 | 0 | 0 | 0 | 0 | 0 | [74 empty] | 0 | 0
|  |  |  | 2.0304 | 20.3044 | 0 | 0 | 0 | 0 | 0 | 0 | 0.173 | 0 | 20.304 | 20.304 | 0 | 0 | 0 | 0 | 0 | 0 | 0 | 0 | 0 | [74 empty] | 0 | 0
|  |  |  | 2.0369 | 20.3689 | 0 | 0 | 0 | 0 | 0 | 0 | 0.173 | 0 | 20.369 | 20.369 | 0 | 0 | 0 | 0 | 0 | 0 | 0 | 0 | 0 | [74 empty] | 0 | 0
|  |  |  | 2.0363 | 20.3626 | 0 | 0 | 0 | 0 | 0 | 0 | 0.173 | 0 | 20.363 | 20.363 | 0 | 0 | 0 | 0 | 0 | 0 | 0 | 0 | 0 | [74 empty] | 0 | 0
|  |  |  | 2.037 | 20.3698 | 0 | 0 | 0 | 0 | 0 | 0 | 0.173 | 0 | 20.37 | 20.37 | 0 | 0 | 0 | 0 | 0 | 0 | 0 | 0 | 0 | [74 empty] | 0 | 0
|  |  |  | 1.6973 | 16.9729 | 0 | 0 | 0 | 0 | 0 | 0 | 0.173 | 0 | 16.973 | 16.973 | 0 | 0 | 0 | 0 | 0 | 0 | 0 | 0 | 0 | [74 empty] | 0 | 0
|  |  |  | 1.6993 | 16.9932 | 0 | 0 | 0 | 0 | 0 | 0 | 0.173 | 0 | 16.993 | 4.386 | 0 | 12.607 | 0 | 0 | 12.607 | 0 | 0 | 0 | 0 | [74 empty] | 9 | 0
|  |  |  | 1.7018 | 17.0175 | 0 | 0 | 0 | 0 | 0 | 0 | 0.173 | 0 | 17.017 | 12.539 | 0 | 4.479 | 0 | 0 | 4.479 | 0 | 0 | 0 | 0 | [74 empty] | 8 | 0
|  |  |  | 2.0468 | 20.4676 | 0 | 0 | 0 | 0 | 0 | 0 | 0.173 | 0 | 20.468 | 0 | 0 | 47.783 | 0 | 27.315 | 20.468 | 0 | 0 | 0 | 0 | [74 empty] | 7 | 0
|  |  |  | 2.6093 | 26.0926 | 0 | 0 | 0 | 0 | 0 | 0 | 0.173 | 0 | 26.093 | 15.725 | 0 | 10.368 | 0 | 0 | 10.368 | 0 | 0 | 0 | 0 | [74 empty] | 6 | 0
|  |  |  | 2.6018 | 26.018 | 0 | 0 | 0 | 0 | 0 | 0 | 0.173 | 0 | 26.018 | 12.262 | 0 | 13.756 | 0 | 0 | 13.756 | 0 | 0 | 0 | 0 | [74 empty] | 5 | 0
|  |  |  | 2.5002 | 25.0024 | 0 | 0 | 0 | 0 | 0 | 0 | 0.173 | 0 | 25.002 | 12.671 | 0 | 12.331 | 0 | 0 | 12.331 | 0 | 0 | 0 | 0 | [74 empty] | 4 | 0
|  |  |  | 2.5284 | 25.2845 | 0 | 0 | 0 | 0 | 0 | 0 | 0.173 | 0 | 25.285 | 0 | 0 | 40.076 | 0 | 14.791 | 25.285 | 0 | 0 | 0 | 0 | [74 empty] | 3 | 0
|  |  |  | 2.2394 | 22.3937 | 0 | 0 | 0 | 0 | 0 | 0 | 0.173 | 0 | 22.394 | 2.894 | 0 | 19.5 | 0 | 0 | 19.5 | 0 | 0 | 0 | 0 | [74 empty] | 2 | 0
|  |  |  | 1.8622 | 18.6219 | 0 | 0 | 0 | 0 | 0 | 0 | 0.173 | 0 | 18.622 | 14.798 | 0 | 3.824 | 0 | 0 | 3.824 | 0 | 0 | 0 | 0 | [74 empty] | 1 | 0
|  |  |  | 2.0354 | 20.3545 | 0 | 0 | 0 | 0 | 0 | 0 | 0.173 | 0 | 20.355 | 20.355 | 0 | 0 | 0 | 0 | 0 | 0 | 0 | 0 | 0 | [74 empty] | 0 | 0
|  |  |  | 2.0352 | 20.3524 | 0 | 0 | 0 | 0 | 0 | 0 | 0.173 | 0 | 20.352 | 20.352 | 0 | 0 | 0 | 0 | 0 | 0 | 0 | 0 | 0 | [74 empty] | 0 | 0
|  |  |  | 2.0422 | 20.4221 | 0 | 0 | 0 | 0 | 0 | 0 | 0.173 | 0 | 20.422 | 20.422 | 0 | 0 | 0 | 0 | 0 | 0 | 0 | 0 | 0 | [74 empty] | 0 | 0
|  |  |  | 2.0418 | 20.4177 | 0 | 0 | 0 | 0 | 0 | 0 | 0.173 | 0 | 20.418 | 20.418 | 0 | 0 | 0 | 0 | 0 | 0 | 0 | 0 | 0 | [74 empty] | 0 | 0
|  |  |  | 2.038 | 20.3796 | 0 | 0 | 0 | 0 | 0 | 0 | 0.173 | 0 | 20.38 | 20.38 | 0 | 0 | 0 | 0 | 0 | 0 | 0 | 0 | 0 | [74 empty] | 0 | 0
|  |  |  | 2.0319 | 20.3194 | 0 | 0 | 0 | 0 | 0 | 0 | 0.173 | 0 | 20.319 | 20.319 | 0 | 0 | 0 | 0 | 0 | 0 | 0 | 0 | 0 | [74 empty] | 0 | 0
|  |  |  | 2.0444 | 20.4439 | 0 | 0 | 0 | 0 | 0 | 0 | 0.173 | 0 | 20.444 | 20.444 | 0 | 0 | 0 | 0 | 0 | 0 | 0 | 0 | 0 | [74 empty] | 0 | 0
|  |  |  | 2.0305 | 20.3052 | 0 | 0 | 0 | 0 | 0 | 0 | 0.173 | 0 | 20.305 | 20.305 | 0 | 0 | 0 | 0 | 0 | 0 | 0 | 0 | 0 | [74 empty] | 0 | 0
|  |  |  | 2.0303 | 20.3035 | 0 | 0 | 0 | 0 | 0 | 0 | 0.173 | 0 | 20.304 | 20.304 | 0 | 0 | 0 | 0 | 0 | 0 | 0 | 0 | 0 | [74 empty] | 0 | 0
|  |  |  | 2.03 | 20.2999 | 0 | 0 | 0 | 0 | 0 | 0 | 0.173 | 0 | 20.3 | 20.3 | 0 | 0 | 0 | 0 | 0 | 0 | 0 | 0 | 0 | [74 empty] | 0 | 0
|  |  |  | 2.0299 | 20.2993 | 0 | 0 | 0 | 0 | 0 | 0 | 0.173 | 0 | 20.299 | 20.299 | 0 | 0 | 0 | 0 | 0 | 0 | 0 | 0 | 0 | [74 empty] | 0 | 0
|  |  |  | 2.0367 | 20.3673 | 0 | 0 | 0 | 0 | 0 | 0 | 0.173 | 0 | 20.367 | 20.367 | 0 | 0 | 0 | 0 | 0 | 0 | 0 | 0 | 0 | [74 empty] | 0 | 0
|  |  |  | 2.0364 | 20.364 | 0 | 0 | 0 | 0 | 0 | 0 | 0.173 | 0 | 20.364 | 20.364 | 0 | 0 | 0 | 0 | 0 | 0 | 0 | 0 | 0 | [74 empty] | 0 | 0
|  |  |  | 2.0367 | 20.3666 | 0 | 0 | 0 | 0 | 0 | 0 | 0.173 | 0 | 20.367 | 20.367 | 0 | 0 | 0 | 0 | 0 | 0 | 0 | 0 | 0 | [74 empty] | 0 | 0
|  |  |  | 1.6955 | 16.9547 | 0 | 0 | 0 | 0 | 0 | 0 | 0.173 | 0 | 16.955 | 16.955 | 0 | 0 | 0 | 0 | 0 | 0 | 0 | 0 | 0 | [74 empty] | 0 | 0
|  |  |  | 1.6962 | 16.9616 | 0 | 0 | 0 | 0 | 0 | 0 | 0.173 | 0 | 16.962 | 0 | 0 | 24.138 | 0 | 7.177 | 16.961 | 0 | 0 | 0 | 0 | [74 empty] | 9 | 0
|  |  |  | 1.6977 | 16.9767 | 0 | 0 | 0 | 0 | 0 | 0 | 0.173 | 0 | 16.977 | 0 | 0 | 48.975 | 0 | 31.998 | 16.977 | 0 | 0 | 0 | 0 | [74 empty] | 8 | 0
|  |  |  | 1.6984 | 16.9839 | 0 | 0 | 0 | 0 | 0 | 0 | 0.173 | 0 | 16.984 | 0 | 0 | 65.712 | 0 | 48.728 | 16.984 | 0 | 0 | 0 | 0 | [74 empty] | 7 | 0
|  |  |  | 1.7107 | 17.1073 | 0 | 0 | 0 | 0 | 0 | 0 | 0.173 | 0 | 17.107 | 0 | 0 | 75.28 | 0 | 58.173 | 17.107 | 0 | 0 | 0 | 0 | [74 empty] | 6 | 0
|  |  |  | 1.6971 | 16.9713 | 0 | 0 | 0 | 0 | 0 | 0 | 0.173 | 0 | 16.971 | 0 | 0 | 77.17 | 0 | 60.199 | 16.971 | 0 | 0 | 0 | 0 | [74 empty] | 5 | 0
|  |  |  | 1.6983 | 16.9826 | 0 | 0 | 0 | 0 | 0 | 0 | 0.173 | 0 | 16.983 | 0 | 0 | 73.012 | 0 | 56.029 | 16.983 | 0 | 0 | 0 | 0 | [74 empty] | 4 | 0
|  |  |  | 1.6984 | 16.9842 | 0 | 0 | 0 | 0 | 0 | 0 | 0.173 | 0 | 16.984 | 0 | 0 | 59.721 | 0 | 42.737 | 16.984 | 0 | 0 | 0 | 0 | [74 empty] | 3 | 0
|  |  |  | 1.6979 | 16.9785 | 0 | 0 | 0 | 0 | 0 | 0 | 0.173 | 0 | 16.979 | 0 | 0 | 38.462 | 0 | 21.483 | 16.979 | 0 | 0 | 0 | 0 | [74 empty] | 2 | 0
|  |  |  | 1.6947 | 16.9467 | 0 | 0 | 0 | 0 | 0 | 0 | 0.173 | 0 | 16.947 | 3.554 | 0 | 13.392 | 0 | 0 | 13.392 | 0 | 0 | 0 | 0 | [74 empty] | 1 | 0
|  |  |  | 2.0337 | 20.3369 | 0 | 0 | 0 | 0 | 0 | 0 | 0.173 | 0 | 20.337 | 20.337 | 0 | 0 | 0 | 0 | 0 | 0 | 0 | 0 | 0 | [74 empty] | 0 | 0
|  |  |  | 2.0335 | 20.335 | 0 | 0 | 0 | 0 | 0 | 0 | 0.173 | 0 | 20.335 | 20.335 | 0 | 0 | 0 | 0 | 0 | 0 | 0 | 0 | 0 | [74 empty] | 0 | 0
|  |  |  | 2.0404 | 20.4036 | 0 | 0 | 0 | 0 | 0 | 0 | 0.173 | 0 | 20.404 | 20.404 | 0 | 0 | 0 | 0 | 0 | 0 | 0 | 0 | 0 | [74 empty] | 0 | 0
|  |  |  | 2.0397 | 20.3972 | 0 | 0 | 0 | 0 | 0 | 0 | 0.173 | 0 | 20.397 | 20.397 | 0 | 0 | 0 | 0 | 0 | 0 | 0 | 0 | 0 | [74 empty] | 0 | 0
|  |  |  | 2.0361 | 20.3606 | 0 | 0 | 0 | 0 | 0 | 0 | 0.173 | 0 | 20.361 | 20.361 | 0 | 0 | 0 | 0 | 0 | 0 | 0 | 0 | 0 | [74 empty] | 0 | 0
|  |  |  | 2.0304 | 20.3044 | 0 | 0 | 0 | 0 | 0 | 0 | 0.173 | 0 | 20.304 | 20.304 | 0 | 0 | 0 | 0 | 0 | 0 | 0 | 0 | 0 | [74 empty] | 0 | 0
|  |  |  | 2.0439 | 20.4389 | 0 | 0 | 0 | 0 | 0 | 0 | 0.173 | 0 | 20.439 | 20.439 | 0 | 0 | 0 | 0 | 0 | 0 | 0 | 0 | 0 | [74 empty] | 0 | 0
|  |  |  | 2.0301 | 20.3014 | 0 | 0 | 0 | 0 | 0 | 0 | 0.173 | 0 | 20.301 | 20.301 | 0 | 0 | 0 | 0 | 0 | 0 | 0 | 0 | 0 | [74 empty] | 0 | 0
|  |  |  | 2.0298 | 20.2978 | 0 | 0 | 0 | 0 | 0 | 0 | 0.173 | 0 | 20.298 | 20.298 | 0 | 0 | 0 | 0 | 0 | 0 | 0 | 0 | 0 | [74 empty] | 0 | 0
|  |  |  | 2.0293 | 20.2928 | 0 | 0 | 0 | 0 | 0 | 0 | 0.173 | 0 | 20.293 | 20.293 | 0 | 0 | 0 | 0 | 0 | 0 | 0 | 0 | 0 | [74 empty] | 0 | 0
|  |  |  | 2.0288 | 20.2885 | 0 | 0 | 0 | 0 | 0 | 0 | 0.173 | 0 | 20.288 | 20.288 | 0 | 0 | 0 | 0 | 0 | 0 | 0 | 0 | 0 | [74 empty] | 0 | 0
|  |  |  | 2.0354 | 20.3544 | 0 | 0 | 0 | 0 | 0 | 0 | 0.173 | 0 | 20.354 | 20.354 | 0 | 0 | 0 | 0 | 0 | 0 | 0 | 0 | 0 | [74 empty] | 0 | 0
|  |  |  | 2.0348 | 20.3482 | 0 | 0 | 0 | 0 | 0 | 0 | 0.173 | 0 | 20.348 | 20.348 | 0 | 0 | 0 | 0 | 0 | 0 | 0 | 0 | 0 | [74 empty] | 0 | 0
|  |  |  | 2.0763 | 20.7634 | 0 | 0 | 0 | 0 | 0 | 0 | 0.173 | 0 | 20.763 | 20.763 | 0 | 0 | 0 | 0 | 0 | 0 | 0 | 0 | 0 | [74 empty] | 0 | 0
|  |  |  | 1.7366 | 17.3662 | 0 | 0 | 0 | 0 | 0 | 0 | 0.173 | 0 | 17.366 | 17.366 | 0 | 0 | 0 | 0 | 0 | 0 | 0 | 0 | 0 | [74 empty] | 0 | 0
|  |  |  | 1.6957 | 16.9567 | 0 | 0 | 0 | 0 | 0 | 0 | 0.173 | 0 | 16.957 | 14.456 | 0 | 2.501 | 0 | 0 | 2.501 | 0 | 0 | 0 | 0 | [74 empty] | 9 | 0
|  |  |  | 1.6972 | 16.9721 | 0 | 0 | 0 | 0 | 0 | 0 | 0.173 | 0 | 16.972 | 0 | 0 | 32.325 | 0 | 15.353 | 16.972 | 0 | 0 | 0 | 0 | [74 empty] | 8 | 0
|  |  |  | 1.6977 | 16.9767 | 0 | 0 | 0 | 0 | 0 | 0 | 0.173 | 0 | 16.977 | 0 | 0 | 34.506 | 0 | 17.53 | 16.976 | 0 | 0 | 0 | 0 | [74 empty] | 7 | 0
|  |  |  | 1.7102 | 17.1019 | 0 | 0 | 0 | 0 | 0 | 0 | 0.173 | 0 | 17.102 | 0 | 0 | 43.173 | 0 | 26.071 | 17.102 | 0 | 0 | 0 | 0 | [74 empty] | 6 | 0
|  |  |  | 1.6967 | 16.9668 | 0 | 0 | 0 | 0 | 0 | 0 | 0.173 | 0 | 16.967 | 0 | 0 | 56.304 | 0 | 39.337 | 16.967 | 0 | 0 | 0 | 0 | [74 empty] | 5 | 0
|  |  |  | 1.6978 | 16.9776 | 0 | 0 | 0 | 0 | 0 | 0 | 0.173 | 0 | 16.978 | 0 | 0 | 47.303 | 0 | 30.325 | 16.978 | 0 | 0 | 0 | 0 | [74 empty] | 4 | 0
|  |  |  | 1.6978 | 16.9779 | 0 | 0 | 0 | 0 | 0 | 0 | 0.173 | 0 | 16.978 | 0 | 0 | 42.431 | 0 | 25.453 | 16.978 | 0 | 0 | 0 | 0 | [74 empty] | 3 | 0
|  |  |  | 1.697 | 16.9705 | 0 | 0 | 0 | 0 | 0 | 0 | 0.173 | 0 | 16.97 | 0 | 0 | 25.055 | 0 | 8.084 | 16.971 | 0 | 0 | 0 | 0 | [74 empty] | 2 | 0
|  |  |  | 1.6936 | 16.9363 | 0 | 0 | 0 | 0 | 0 | 0 | 0.173 | 0 | 16.936 | 11.12 | 0 | 5.817 | 0 | 0 | 5.817 | 0 | 0 | 0 | 0 | [74 empty] | 1 | 0
|  |  |  | 2.0327 | 20.3269 | 0 | 0 | 0 | 0 | 0 | 0 | 0.173 | 0 | 20.327 | 20.327 | 0 | 0 | 0 | 0 | 0 | 0 | 0 | 0 | 0 | [74 empty] | 0 | 0
|  |  |  | 2.0326 | 20.3262 | 0 | 0 | 0 | 0 | 0 | 0 | 0.173 | 0 | 20.326 | 20.326 | 0 | 0 | 0 | 0 | 0 | 0 | 0 | 0 | 0 | [74 empty] | 0 | 0
|  |  |  | 2.0395 | 20.3954 | 0 | 0 | 0 | 0 | 0 | 0 | 0.173 | 0 | 20.395 | 20.395 | 0 | 0 | 0 | 0 | 0 | 0 | 0 | 0 | 0 | [74 empty] | 0 | 0
|  |  |  | 2.0393 | 20.3928 | 0 | 0 | 0 | 0 | 0 | 0 | 0.173 | 0 | 20.393 | 20.393 | 0 | 0 | 0 | 0 | 0 | 0 | 0 | 0 | 0 | [74 empty] | 0 | 0
|  |  |  | 2.0356 | 20.3564 | 0 | 0 | 0 | 0 | 0 | 0 | 0.173 | 0 | 20.356 | 20.356 | 0 | 0 | 0 | 0 | 0 | 0 | 0 | 0 | 0 | [74 empty] | 0 | 0
|  |  |  | 2.0303 | 20.3035 | 0 | 0 | 0 | 0 | 0 | 0 | 0.173 | 0 | 20.304 | 20.304 | 0 | 0 | 0 | 0 | 0 | 0 | 0 | 0 | 0 | [74 empty] | 0 | 0
|  |  |  | 2.0437 | 20.4369 | 0 | 0 | 0 | 0 | 0 | 0 | 0.173 | 0 | 20.437 | 20.437 | 0 | 0 | 0 | 0 | 0 | 0 | 0 | 0 | 0 | [74 empty] | 0 | 0
|  |  |  | 2.0299 | 20.2993 | 0 | 0 | 0 | 0 | 0 | 0 | 0.173 | 0 | 20.299 | 20.299 | 0 | 0 | 0 | 0 | 0 | 0 | 0 | 0 | 0 | [74 empty] | 0 | 0
|  |  |  | 2.0296 | 20.2961 | 0 | 0 | 0 | 0 | 0 | 0 | 0.173 | 0 | 20.296 | 20.296 | 0 | 0 | 0 | 0 | 0 | 0 | 0 | 0 | 0 | [74 empty] | 0 | 0
|  |  |  | 2.0293 | 20.2928 | 0 | 0 | 0 | 0 | 0 | 0 | 0.173 | 0 | 20.293 | 20.293 | 0 | 0 | 0 | 0 | 0 | 0 | 0 | 0 | 0 | [74 empty] | 0 | 0
|  |  |  | 2.0289 | 20.2894 | 0 | 0 | 0 | 0 | 0 | 0 | 0.173 | 0 | 20.289 | 20.289 | 0 | 0 | 0 | 0 | 0 | 0 | 0 | 0 | 0 | [74 empty] | 0 | 0
|  |  |  | 2.1005 | 21.0054 | 0 | 0 | 0 | 0 | 0 | 0 | 0.173 | 0 | 21.005 | 21.005 | 0 | 0 | 0 | 0 | 0 | 0 | 0 | 0 | 0 | [74 empty] | 0 | 0
|  |  |  | 2.1163 | 21.1628 | 0 | 0 | 0 | 0 | 0 | 0 | 0.173 | 0 | 21.163 | 21.163 | 0 | 0 | 0 | 0 | 0 | 0 | 0 | 0 | 0 | [74 empty] | 0 | 0
|  |  |  | 3.2395 | 32.3951 | 0 | 0 | 0 | 0 | 0 | 0 | 0.173 | 0 | 32.395 | 32.395 | 0 | 0 | 0 | 0 | 0 | 0 | 0 | 0 | 0 | [74 empty] | 0 | 0
|  |  |  | 6.25 | 62.5001 | 0 | 0 | 0 | 0 | 0 | 0 | 0.173 | 0 | 62.5 | 62.5 | 0 | 0 | 0 | 0 | 0 | 0 | 0 | 0 | 0 | [74 empty] | 0 | 0
|  |  |  | 7.7766 | 77.7658 | 0 | 0 | 0 | 0 | 0 | 0 | 0.173 | 0 | 77.766 | 70.277 | 0 | 7.489 | 0 | 0 | 7.489 | 0 | 0 | 0 | 0 | [74 empty] | 0 | 0
|  |  |  | 7.6921 | 76.9208 | 0 | 0 | 0 | 0 | 0 | 0 | 0.173 | 0 | 76.921 | 46.122 | 0 | 30.798 | 0 | 0 | 30.798 | 0 | 0 | 0 | 0 | [74 empty] | 6 | 0
|  |  |  | 7.7412 | 77.4124 | 0 | 0 | 0 | 0 | 0 | 0 | 0.173 | 0 | 77.412 | 23.028 | 0 | 54.384 | 0 | 0 | 54.384 | 0 | 0 | 0 | 0 | [74 empty] | 5 | 0
|  |  |  | 7.8687 | 78.6866 | 0 | 0 | 0 | 0 | 0 | 0 | 0.173 | 0 | 78.687 | 25.277 | 0 | 53.41 | 0 | 0 | 53.41 | 0 | 0 | 0 | 0 | [74 empty] | 4 | 0
|  |  |  | 7.8859 | 78.8593 | 0 | 0 | 0 | 0 | 0 | 0 | 0.173 | 0 | 78.859 | 34.349 | 0 | 44.511 | 0 | 0 | 44.511 | 0 | 0 | 0 | 0 | [74 empty] | 3 | 0
|  |  |  | 7.7437 | 77.437 | 0 | 0 | 0 | 0 | 0 | 0 | 0.173 | 0 | 77.437 | 53.182 | 0 | 24.255 | 0 | 0 | 24.255 | 0 | 0 | 0 | 0 | [74 empty] | 2 | 0
|  |  |  | 7.6896 | 76.8956 | 0 | 0 | 0 | 0 | 0 | 0 | 0.173 | 0 | 76.896 | 36.049 | 0 | 40.846 | 0 | 0 | 40.846 | 0 | 0 | 0 | 0 | [74 empty] | 1 | 0
|  |  |  | 7.526 | 75.2598 | 0 | 0 | 0 | 0 | 0 | 0 | 0.173 | 0 | 75.26 | 68.687 | 0 | 6.573 | 0 | 0 | 6.573 | 0 | 0 | 0 | 0 | [74 empty] | 0 | 0
|  |  |  | 7.4478 | 74.4784 | 0 | 0 | 0 | 0 | 0 | 0 | 0.173 | 0 | 74.478 | 72.457 | 0 | 2.021 | 0 | 0 | 2.021 | 0 | 0 | 0 | 0 | [74 empty] | 0 | 0
|  |  |  | 6.5506 | 65.5059 | 0 | 0 | 0 | 0 | 0 | 0 | 0.173 | 0 | 65.506 | 65.506 | 0 | 0 | 0 | 0 | 0 | 0 | 0 | 0 | 0 | [74 empty] | 0 | 0
|  |  |  | 6.5512 | 65.5117 | 0 | 0 | 0 | 0 | 0 | 0 | 0.173 | 0 | 65.512 | 65.512 | 0 | 0 | 0 | 0 | 0 | 0 | 0 | 0 | 0 | [74 empty] | 0 | 0
|  |  |  | 6.5506 | 65.5062 | 0 | 0 | 0 | 0 | 0 | 0 | 0.173 | 0 | 65.506 | 65.506 | 0 | 0 | 0 | 0 | 0 | 0 | 0 | 0 | 0 | [74 empty] | 0 | 0
|  |  |  | 6.55 | 65.5 | 0 | 0 | 0 | 0 | 0 | 0 | 0.173 | 0 | 65.5 | 65.5 | 0 | 0 | 0 | 0 | 0 | 0 | 0 | 0 | 0 | [74 empty] | 0 | 0
|  |  |  | 2.0288 | 20.2881 | 0 | 0 | 0 | 0 | 0 | 0 | 0.173 | 0 | 20.288 | 20.288 | 0 | 0 | 0 | 0 | 0 | 0 | 0 | 0 | 0 | [74 empty] | 0 | 0
|  |  |  | 2.0297 | 20.2966 | 0 | 0 | 0 | 0 | 0 | 0 | 0.173 | 0 | 20.297 | 20.297 | 0 | 0 | 0 | 0 | 0 | 0 | 0 | 0 | 0 | [74 empty] | 0 | 0
|  |  |  | 2.044 | 20.4404 | 0 | 0 | 0 | 0 | 0 | 0 | 0.173 | 0 | 20.44 | 20.44 | 0 | 0 | 0 | 0 | 0 | 0 | 0 | 0 | 0 | [74 empty] | 0 | 0
|  |  |  | 2.0296 | 20.296 | 0 | 0 | 0 | 0 | 0 | 0 | 0.173 | 0 | 20.296 | 20.296 | 0 | 0 | 0 | 0 | 0 | 0 | 0 | 0 | 0 | [74 empty] | 0 | 0
|  |  |  | 2.0294 | 20.2938 | 0 | 0 | 0 | 0 | 0 | 0 | 0.173 | 0 | 20.294 | 20.294 | 0 | 0 | 0 | 0 | 0 | 0 | 0 | 0 | 0 | [74 empty] | 0 | 0
|  |  |  | 2.0292 | 20.2919 | 0 | 0 | 0 | 0 | 0 | 0 | 0.173 | 0 | 20.292 | 20.292 | 0 | 0 | 0 | 0 | 0 | 0 | 0 | 0 | 0 | [74 empty] | 0 | 0
|  |  |  | 2.0291 | 20.291 | 0 | 0 | 0 | 0 | 0 | 0 | 0.173 | 0 | 20.291 | 20.291 | 0 | 0 | 0 | 0 | 0 | 0 | 0 | 0 | 0 | [74 empty] | 0 | 0
|  |  |  | 2.0359 | 20.3586 | 0 | 0 | 0 | 0 | 0 | 0 | 0.173 | 0 | 20.359 | 20.359 | 0 | 0 | 0 | 0 | 0 | 0 | 0 | 0 | 0 | [74 empty] | 0 | 0
|  |  |  | 2.0558 | 20.558 | 0 | 0 | 0 | 0 | 0 | 0 | 0.173 | 0 | 20.558 | 20.558 | 0 | 0 | 0 | 0 | 0 | 0 | 0 | 0 | 0 | [74 empty] | 0 | 0
|  |  |  | 3.2241 | 32.2411 | 0 | 0 | 0 | 0 | 0 | 0 | 0.173 | 0 | 32.241 | 32.241 | 0 | 0 | 0 | 0 | 0 | 0 | 0 | 0 | 0 | [74 empty] | 0 | 0
|  |  |  | 6.2136 | 62.1357 | 0 | 0 | 0 | 0 | 0 | 0 | 0.173 | 0 | 62.136 | 62.136 | 0 | 0 | 0 | 0 | 0 | 0 | 0 | 0 | 0 | [74 empty] | 0 | 0
|  |  |  | 7.6452 | 76.452 | 0 | 0 | 0 | 0 | 0 | 0 | 0.173 | 0 | 76.452 | 62.376 | 0 | 14.076 | 0 | 0 | 14.076 | 0 | 0 | 0 | 0 | [74 empty] | 8 | 0
|  |  |  | 7.6592 | 76.5915 | 0 | 0 | 0 | 0 | 0 | 0 | 0.173 | 0 | 76.592 | 47.087 | 0 | 29.504 | 0 | 0 | 29.504 | 0 | 0 | 0 | 0 | [74 empty] | 7 | 0
|  |  |  | 7.8026 | 78.0262 | 0 | 0 | 0 | 0 | 0 | 0 | 0.173 | 0 | 78.026 | 28.281 | 0 | 49.746 | 0 | 0 | 49.746 | 0 | 0 | 0 | 0 | [74 empty] | 6 | 0
|  |  |  | 7.8865 | 78.8653 | 0 | 0 | 0 | 0 | 0 | 0 | 0.173 | 0 | 78.865 | 14.288 | 0 | 64.578 | 0 | 0 | 64.578 | 0 | 0 | 0 | 0 | [74 empty] | 5 | 0
|  |  |  | 8.0187 | 80.1874 | 0 | 0 | 0 | 0 | 0 | 0 | 0.173 | 0 | 80.187 | 19.594 | 0 | 60.593 | 0 | 0 | 60.593 | 0 | 0 | 0 | 0 | [74 empty] | 4 | 0
|  |  |  | 8.0916 | 80.916 | 0 | 0 | 0 | 0 | 0 | 0 | 0.173 | 0 | 80.916 | 28.015 | 0 | 52.901 | 0 | 0 | 52.901 | 0 | 0 | 0 | 0 | [74 empty] | 3 | 0
|  |  |  | 8.1423 | 81.4229 | 0 | 0 | 0 | 0 | 0 | 0 | 0.173 | 0 | 81.423 | 36.112 | 0 | 45.311 | 0 | 0 | 45.311 | 0 | 0 | 0 | 0 | [74 empty] | 2 | 0
|  |  |  | 7.943 | 79.4298 | 0 | 0 | 0 | 0 | 0 | 0 | 0.173 | 0 | 79.43 | 60.323 | 0 | 19.107 | 0 | 0 | 19.107 | 0 | 0 | 0 | 0 | [74 empty] | 1 | 0
|  |  |  | 7.6612 | 76.6117 | 0 | 0 | 0 | 0 | 0 | 0 | 0.173 | 0 | 76.612 | 69.065 | 0 | 7.547 | 0 | 0 | 7.547 | 0 | 0 | 0 | 0 | [74 empty] | 0 | 0
|  |  |  | 6.5956 | 65.9556 | 0 | 0 | 0 | 0 | 0 | 0 | 0.173 | 0 | 65.956 | 65.956 | 0 | 0 | 0 | 0 | 0 | 0 | 0 | 0 | 0 | [74 empty] | 0 | 0
|  |  |  | 6.5479 | 65.4787 | 0 | 0 | 0 | 0 | 0 | 0 | 0.173 | 0 | 65.479 | 65.479 | 0 | 0 | 0 | 0 | 0 | 0 | 0 | 0 | 0 | [74 empty] | 0 | 0
|  |  |  | 6.5546 | 65.5461 | 0 | 0 | 0 | 0 | 0 | 0 | 0.173 | 0 | 65.546 | 65.546 | 0 | 0 | 0 | 0 | 0 | 0 | 0 | 0 | 0 | [74 empty] | 0 | 0
|  |  |  | 6.5576 | 65.5765 | 0 | 0 | 0 | 0 | 0 | 0 | 0.173 | 0 | 65.577 | 65.577 | 0 | 0 | 0 | 0 | 0 | 0 | 0 | 0 | 0 | [74 empty] | 0 | 0
|  |  |  | 2.0337 | 20.3367 | 0 | 0 | 0 | 0 | 0 | 0 | 0.173 | 0 | 20.337 | 20.337 | 0 | 0 | 0 | 0 | 0 | 0 | 0 | 0 | 0 | [74 empty] | 0 | 0
|  |  |  | 2.0299 | 20.2987 | 0 | 0 | 0 | 0 | 0 | 0 | 0.173 | 0 | 20.299 | 20.299 | 0 | 0 | 0 | 0 | 0 | 0 | 0 | 0 | 0 | [74 empty] | 0 | 0
|  |  |  | 2.045 | 20.4503 | 0 | 0 | 0 | 0 | 0 | 0 | 0.173 | 0 | 20.45 | 20.45 | 0 | 0 | 0 | 0 | 0 | 0 | 0 | 0 | 0 | [74 empty] | 0 | 0
|  |  |  | 2.0304 | 20.304 | 0 | 0 | 0 | 0 | 0 | 0 | 0.173 | 0 | 20.304 | 20.304 | 0 | 0 | 0 | 0 | 0 | 0 | 0 | 0 | 0 | [74 empty] | 0 | 0
|  |  |  | 2.0303 | 20.3032 | 0 | 0 | 0 | 0 | 0 | 0 | 0.173 | 0 | 20.303 | 20.303 | 0 | 0 | 0 | 0 | 0 | 0 | 0 | 0 | 0 | [74 empty] | 0 | 0
|  |  |  | 2.0301 | 20.3011 | 0 | 0 | 0 | 0 | 0 | 0 | 0.173 | 0 | 20.301 | 20.301 | 0 | 0 | 0 | 0 | 0 | 0 | 0 | 0 | 0 | [74 empty] | 0 | 0
|  |  |  | 2.0298 | 20.2979 | 0 | 0 | 0 | 0 | 0 | 0 | 0.173 | 0 | 20.298 | 20.298 | 0 | 0 | 0 | 0 | 0 | 0 | 0 | 0 | 0 | [74 empty] | 0 | 0
|  |  |  | 2.0365 | 20.3651 | 0 | 0 | 0 | 0 | 0 | 0 | 0.173 | 0 | 20.365 | 20.365 | 0 | 0 | 0 | 0 | 0 | 0 | 0 | 0 | 0 | [74 empty] | 0 | 0
|  |  |  | 2.0361 | 20.3611 | 0 | 0 | 0 | 0 | 0 | 0 | 0.173 | 0 | 20.361 | 20.361 | 0 | 0 | 0 | 0 | 0 | 0 | 0 | 0 | 0 | [74 empty] | 0 | 0
|  |  |  | 3.2187 | 32.1871 | 0 | 0 | 0 | 0 | 0 | 0 | 0.173 | 0 | 32.187 | 32.187 | 0 | 0 | 0 | 0 | 0 | 0 | 0 | 0 | 0 | [74 empty] | 0 | 0
|  |  |  | 6.2122 | 62.1216 | 0 | 0 | 0 | 0 | 0 | 0 | 0.173 | 0 | 62.122 | 62.122 | 0 | 0 | 0 | 0 | 0 | 0 | 0 | 0 | 0 | [74 empty] | 0 | 0
|  |  |  | 7.6454 | 76.454 | 0 | 0 | 0 | 0 | 0 | 0 | 0.173 | 0 | 76.454 | 64.109 | 0 | 12.346 | 0 | 0 | 12.346 | 0 | 0 | 0 | 0 | [74 empty] | 9 | 0
|  |  |  | 7.746 | 77.4604 | 0 | 0 | 0 | 0 | 0 | 0 | 0.173 | 0 | 77.46 | 28.733 | 0 | 48.728 | 0 | 0 | 48.728 | 0 | 0 | 0 | 0 | [74 empty] | 8 | 0
|  |  |  | 8.0746 | 80.7458 | 0 | 0 | 0 | 0 | 0 | 0 | 0.173 | 0 | 80.746 | 15.325 | 0 | 65.421 | 0 | 0 | 65.421 | 0 | 0 | 0 | 0 | [74 empty] | 7 | 0
|  |  |  | 8.4506 | 84.5062 | 0 | 0 | 0 | 0 | 0 | 0 | 0.173 | 0 | 84.506 | 9.284 | 0 | 75.222 | 0 | 0 | 75.222 | 0 | 0 | 0 | 0 | [74 empty] | 6 | 0
|  |  |  | 8.7357 | 87.3574 | 0 | 0 | 0 | 0 | 0 | 0 | 0.173 | 0 | 87.357 | 26.531 | 0 | 60.826 | 0 | 0 | 60.826 | 0 | 0 | 0 | 0 | [74 empty] | 5 | 0
|  |  |  | 8.5926 | 85.9262 | 0 | 0 | 0 | 0 | 0 | 0 | 0.173 | 0 | 85.926 | 26.22 | 0 | 59.706 | 0 | 0 | 59.706 | 0 | 0 | 0 | 0 | [74 empty] | 4 | 0
|  |  |  | 8.4318 | 84.3176 | 0 | 0 | 0 | 0 | 0 | 0 | 0.173 | 0 | 84.318 | 25.251 | 0 | 59.067 | 0 | 0 | 59.067 | 0 | 0 | 0 | 0 | [74 empty] | 3 | 0
|  |  |  | 8.1788 | 81.7875 | 0 | 0 | 0 | 0 | 0 | 0 | 0.173 | 0 | 81.787 | 42.672 | 0 | 39.116 | 0 | 0 | 39.116 | 0 | 0 | 0 | 0 | [74 empty] | 2 | 0
|  |  |  | 7.8081 | 78.0811 | 0 | 0 | 0 | 0 | 0 | 0 | 0.173 | 0 | 78.081 | 63.569 | 0 | 14.512 | 0 | 0 | 14.512 | 0 | 0 | 0 | 0 | [74 empty] | 1 | 0
|  |  |  | 6.6824 | 66.824 | 0 | 0 | 0 | 0 | 0 | 0 | 0.173 | 0 | 66.824 | 66.824 | 0 | 0 | 0 | 0 | 0 | 0 | 0 | 0 | 0 | [74 empty] | 0 | 0
|  |  |  | 6.5729 | 65.7291 | 0 | 0 | 0 | 0 | 0 | 0 | 0.173 | 0 | 65.729 | 65.729 | 0 | 0 | 0 | 0 | 0 | 0 | 0 | 0 | 0 | [74 empty] | 0 | 0
|  |  |  | 6.5548 | 65.5483 | 0 | 0 | 0 | 0 | 0 | 0 | 0.173 | 0 | 65.548 | 65.548 | 0 | 0 | 0 | 0 | 0 | 0 | 0 | 0 | 0 | [74 empty] | 0 | 0
|  |  |  | 6.5543 | 65.5434 | 0 | 0 | 0 | 0 | 0 | 0 | 0.173 | 0 | 65.543 | 65.543 | 0 | 0 | 0 | 0 | 0 | 0 | 0 | 0 | 0 | [74 empty] | 0 | 0
|  |  |  | 2.0336 | 20.3356 | 0 | 0 | 0 | 0 | 0 | 0 | 0.173 | 0 | 20.336 | 20.336 | 0 | 0 | 0 | 0 | 0 | 0 | 0 | 0 | 0 | [74 empty] | 0 | 0
|  |  |  | 2.0293 | 20.2934 | 0 | 0 | 0 | 0 | 0 | 0 | 0.173 | 0 | 20.293 | 20.293 | 0 | 0 | 0 | 0 | 0 | 0 | 0 | 0 | 0 | [74 empty] | 0 | 0
|  |  |  | 2.0442 | 20.4425 | 0 | 0 | 0 | 0 | 0 | 0 | 0.173 | 0 | 20.442 | 20.442 | 0 | 0 | 0 | 0 | 0 | 0 | 0 | 0 | 0 | [74 empty] | 0 | 0
|  |  |  | 2.0293 | 20.2928 | 0 | 0 | 0 | 0 | 0 | 0 | 0.173 | 0 | 20.293 | 20.293 | 0 | 0 | 0 | 0 | 0 | 0 | 0 | 0 | 0 | [74 empty] | 0 | 0
|  |  |  | 2.0288 | 20.288 | 0 | 0 | 0 | 0 | 0 | 0 | 0.173 | 0 | 20.288 | 20.288 | 0 | 0 | 0 | 0 | 0 | 0 | 0 | 0 | 0 | [74 empty] | 0 | 0
|  |  |  | 2.0285 | 20.2848 | 0 | 0 | 0 | 0 | 0 | 0 | 0.173 | 0 | 20.285 | 20.285 | 0 | 0 | 0 | 0 | 0 | 0 | 0 | 0 | 0 | [74 empty] | 0 | 0
|  |  |  | 2.0418 | 20.4176 | 0 | 0 | 0 | 0 | 0 | 0 | 0.173 | 0 | 20.418 | 20.418 | 0 | 0 | 0 | 0 | 0 | 0 | 0 | 0 | 0 | [74 empty] | 0 | 0
|  |  |  | 2.1401 | 21.4012 | 0 | 0 | 0 | 0 | 0 | 0 | 0.173 | 0 | 21.401 | 21.401 | 0 | 0 | 0 | 0 | 0 | 0 | 0 | 0 | 0 | [74 empty] | 0 | 0
|  |  |  | 2.1549 | 21.5491 | 0 | 0 | 0 | 0 | 0 | 0 | 0.173 | 0 | 21.549 | 21.549 | 0 | 0 | 0 | 0 | 0 | 0 | 0 | 0 | 0 | [74 empty] | 0 | 0
|  |  |  | 3.2482 | 32.4818 | 0 | 0 | 0 | 0 | 0 | 0 | 0.173 | 0 | 32.482 | 32.482 | 0 | 0 | 0 | 0 | 0 | 0 | 0 | 0 | 0 | [74 empty] | 0 | 0
|  |  |  | 6.2223 | 62.2227 | 0 | 0 | 0 | 0 | 0 | 0 | 0.173 | 0 | 62.223 | 62.223 | 0 | 0 | 0 | 0 | 0 | 0 | 0 | 0 | 0 | [74 empty] | 0 | 0
|  |  |  | 7.6473 | 76.4729 | 0 | 0 | 0 | 0 | 0 | 0 | 0.173 | 0 | 76.473 | 53.992 | 0 | 22.481 | 0 | 0 | 22.481 | 0 | 0 | 0 | 0 | [74 empty] | 9 | 0
|  |  |  | 7.6487 | 76.4866 | 0 | 0 | 0 | 0 | 0 | 0 | 0.173 | 0 | 76.487 | 31.22 | 0 | 45.267 | 0 | 0 | 45.267 | 0 | 0 | 0 | 0 | [74 empty] | 8 | 0
|  |  |  | 7.9348 | 79.3485 | 0 | 0 | 0 | 0 | 0 | 0 | 0.173 | 0 | 79.348 | 17.257 | 0 | 62.091 | 0 | 0 | 62.091 | 0 | 0 | 0 | 0 | [74 empty] | 7 | 0
|  |  |  | 8.1915 | 81.9154 | 0 | 0 | 0 | 0 | 0 | 0 | 0.173 | 0 | 81.915 | 10.591 | 0 | 71.325 | 0 | 0 | 71.325 | 0 | 0 | 0 | 0 | [74 empty] | 6 | 0
|  |  |  | 8.3603 | 83.6032 | 0 | 0 | 0 | 0 | 0 | 0 | 0.173 | 0 | 83.603 | 8.018 | 0 | 75.585 | 0 | 0 | 75.585 | 0 | 0 | 0 | 0 | [74 empty] | 5 | 0
|  |  |  | 8.2711 | 82.7114 | 0 | 0 | 0 | 0 | 0 | 0 | 0.173 | 0 | 82.711 | 12.099 | 0 | 70.612 | 0 | 0 | 70.612 | 0 | 0 | 0 | 0 | [74 empty] | 4 | 0
|  |  |  | 8.1155 | 81.155 | 0 | 0 | 0 | 0 | 0 | 0 | 0.173 | 0 | 81.155 | 22.248 | 0 | 58.907 | 0 | 0 | 58.907 | 0 | 0 | 0 | 0 | [74 empty] | 3 | 0
|  |  |  | 7.8589 | 78.5893 | 0 | 0 | 0 | 0 | 0 | 0 | 0.173 | 0 | 78.589 | 40.084 | 0 | 38.505 | 0 | 0 | 38.505 | 0 | 0 | 0 | 0 | [74 empty] | 2 | 0
|  |  |  | 7.6225 | 76.2252 | 0 | 0 | 0 | 0 | 0 | 0 | 0.173 | 0 | 76.225 | 62.004 | 0 | 14.221 | 0 | 0 | 14.221 | 0 | 0 | 0 | 0 | [74 empty] | 1 | 0
|  |  |  | 6.5788 | 65.7875 | 0 | 0 | 0 | 0 | 0 | 0 | 0.173 | 0 | 65.787 | 65.787 | 0 | 0 | 0 | 0 | 0 | 0 | 0 | 0 | 0 | [74 empty] | 0 | 0
|  |  |  | 6.5686 | 65.6864 | 0 | 0 | 0 | 0 | 0 | 0 | 0.173 | 0 | 65.686 | 65.686 | 0 | 0 | 0 | 0 | 0 | 0 | 0 | 0 | 0 | [74 empty] | 0 | 0
|  |  |  | 6.5676 | 65.6757 | 0 | 0 | 0 | 0 | 0 | 0 | 0.173 | 0 | 65.676 | 65.676 | 0 | 0 | 0 | 0 | 0 | 0 | 0 | 0 | 0 | [74 empty] | 0 | 0
|  |  |  | 6.5483 | 65.4833 | 0 | 0 | 0 | 0 | 0 | 0 | 0.173 | 0 | 65.483 | 65.483 | 0 | 0 | 0 | 0 | 0 | 0 | 0 | 0 | 0 | [74 empty] | 0 | 0
|  |  |  | 2.0286 | 20.2865 | 0 | 0 | 0 | 0 | 0 | 0 | 0.173 | 0 | 20.287 | 20.287 | 0 | 0 | 0 | 0 | 0 | 0 | 0 | 0 | 0 | [74 empty] | 0 | 0
|  |  |  | 2.0293 | 20.2931 | 0 | 0 | 0 | 0 | 0 | 0 | 0.173 | 0 | 20.293 | 20.293 | 0 | 0 | 0 | 0 | 0 | 0 | 0 | 0 | 0 | [74 empty] | 0 | 0
|  |  |  | 2.0442 | 20.4421 | 0 | 0 | 0 | 0 | 0 | 0 | 0.173 | 0 | 20.442 | 20.442 | 0 | 0 | 0 | 0 | 0 | 0 | 0 | 0 | 0 | [74 empty] | 0 | 0
|  |  |  | 2.0289 | 20.2892 | 0 | 0 | 0 | 0 | 0 | 0 | 0.173 | 0 | 20.289 | 20.289 | 0 | 0 | 0 | 0 | 0 | 0 | 0 | 0 | 0 | [74 empty] | 0 | 0
|  |  |  | 2.0287 | 20.2873 | 0 | 0 | 0 | 0 | 0 | 0 | 0.173 | 0 | 20.287 | 20.287 | 0 | 0 | 0 | 0 | 0 | 0 | 0 | 0 | 0 | [74 empty] | 0 | 0
|  |  |  | 2.0286 | 20.2857 | 0 | 0 | 0 | 0 | 0 | 0 | 0.173 | 0 | 20.286 | 20.286 | 0 | 0 | 0 | 0 | 0 | 0 | 0 | 0 | 0 | [74 empty] | 0 | 0
|  |  |  | 2.0604 | 20.604 | 0 | 0 | 0 | 0 | 0 | 0 | 0.173 | 0 | 20.604 | 20.604 | 0 | 0 | 0 | 0 | 0 | 0 | 0 | 0 | 0 | [74 empty] | 0 | 0
|  |  |  | 2.1334 | 21.3344 | 0 | 0 | 0 | 0 | 0 | 0 | 0.173 | 0 | 21.334 | 21.334 | 0 | 0 | 0 | 0 | 0 | 0 | 0 | 0 | 0 | [74 empty] | 0 | 0
|  |  |  | 2.1132 | 21.1323 | 0 | 0 | 0 | 0 | 0 | 0 | 0.173 | 0 | 21.132 | 21.132 | 0 | 0 | 0 | 0 | 0 | 0 | 0 | 0 | 0 | [74 empty] | 0 | 0
|  |  |  | 2.1336 | 21.3356 | 0 | 0 | 0 | 0 | 0 | 0 | 0.173 | 0 | 21.336 | 21.336 | 0 | 0 | 0 | 0 | 0 | 0 | 0 | 0 | 0 | [74 empty] | 0 | 0
|  |  |  | 1.8404 | 18.4045 | 0 | 0 | 0 | 0 | 0 | 0 | 0.173 | 0 | 18.405 | 18.405 | 0 | 0 | 0 | 0 | 0 | 0 | 0 | 0 | 0 | [74 empty] | 0 | 0
|  |  |  | 1.695 | 16.9499 | 0 | 0 | 0 | 0 | 0 | 0 | 0.173 | 0 | 16.95 | 12.573 | 0 | 4.377 | 0 | 0 | 4.377 | 0 | 0 | 0 | 0 | [74 empty] | 9 | 0
|  |  |  | 1.6967 | 16.9668 | 0 | 0 | 0 | 0 | 0 | 0 | 0.173 | 0 | 16.967 | 2.484 | 0 | 14.483 | 0 | 0 | 14.483 | 0 | 0 | 0 | 0 | [74 empty] | 8 | 0
|  |  |  | 1.6975 | 16.9747 | 0 | 0 | 0 | 0 | 0 | 0 | 0.173 | 0 | 16.975 | 0 | 0 | 36.106 | 0 | 19.131 | 16.975 | 0 | 0 | 0 | 0 | [74 empty] | 7 | 0
|  |  |  | 1.7111 | 17.1108 | 0 | 0 | 0 | 0 | 0 | 0 | 0.173 | 0 | 17.111 | 0 | 0 | 37.371 | 0 | 20.26 | 17.111 | 0 | 0 | 0 | 0 | [74 empty] | 6 | 0
|  |  |  | 1.833 | 18.3303 | 0 | 0 | 0 | 0 | 0 | 0 | 0.173 | 0 | 18.33 | 0 | 0 | 36.179 | 0 | 17.848 | 18.331 | 0 | 0 | 0 | 0 | [74 empty] | 5 | 0
|  |  |  | 1.884 | 18.8403 | 0 | 0 | 0 | 0 | 0 | 0 | 0.173 | 0 | 18.84 | 0 | 0 | 71.019 | 0 | 52.179 | 18.84 | 0 | 0 | 0 | 0 | [74 empty] | 4 | 0
|  |  |  | 1.793 | 17.9298 | 0 | 0 | 0 | 0 | 0 | 0 | 0.173 | 0 | 17.93 | 0 | 0 | 57.642 | 0 | 39.712 | 17.93 | 0 | 0 | 0 | 0 | [74 empty] | 3 | 0
|  |  |  | 1.6978 | 16.9783 | 0 | 0 | 0 | 0 | 0 | 0 | 0.173 | 0 | 16.978 | 0 | 0 | 37.516 | 0 | 20.538 | 16.978 | 0 | 0 | 0 | 0 | [74 empty] | 2 | 0
|  |  |  | 1.6944 | 16.9435 | 0 | 0 | 0 | 0 | 0 | 0 | 0.173 | 0 | 16.943 | 2.94 | 0 | 14.003 | 0 | 0 | 14.003 | 0 | 0 | 0 | 0 | [74 empty] | 1 | 0
|  |  |  | 2.0329 | 20.3288 | 0 | 0 | 0 | 0 | 0 | 0 | 0.173 | 0 | 20.329 | 20.329 | 0 | 0 | 0 | 0 | 0 | 0 | 0 | 0 | 0 | [74 empty] | 0 | 0
|  |  |  | 2.0327 | 20.3273 | 0 | 0 | 0 | 0 | 0 | 0 | 0.173 | 0 | 20.327 | 20.327 | 0 | 0 | 0 | 0 | 0 | 0 | 0 | 0 | 0 | [74 empty] | 0 | 0
|  |  |  | 2.0399 | 20.3986 | 0 | 0 | 0 | 0 | 0 | 0 | 0.173 | 0 | 20.399 | 20.399 | 0 | 0 | 0 | 0 | 0 | 0 | 0 | 0 | 0 | [74 empty] | 0 | 0
|  |  |  | 2.0394 | 20.3935 | 0 | 0 | 0 | 0 | 0 | 0 | 0.173 | 0 | 20.394 | 20.394 | 0 | 0 | 0 | 0 | 0 | 0 | 0 | 0 | 0 | [74 empty] | 0 | 0
|  |  |  | 2.0357 | 20.3573 | 0 | 0 | 0 | 0 | 0 | 0 | 0.173 | 0 | 20.357 | 20.357 | 0 | 0 | 0 | 0 | 0 | 0 | 0 | 0 | 0 | [74 empty] | 0 | 0
|  |  |  | 2.03 | 20.2997 | 0 | 0 | 0 | 0 | 0 | 0 | 0.173 | 0 | 20.3 | 20.3 | 0 | 0 | 0 | 0 | 0 | 0 | 0 | 0 | 0 | [74 empty] | 0 | 0
|  |  |  | 2.0434 | 20.4337 | 0 | 0 | 0 | 0 | 0 | 0 | 0.173 | 0 | 20.434 | 20.434 | 0 | 0 | 0 | 0 | 0 | 0 | 0 | 0 | 0 | [74 empty] | 0 | 0
|  |  |  | 2.0289 | 20.2893 | 0 | 0 | 0 | 0 | 0 | 0 | 0.173 | 0 | 20.289 | 20.289 | 0 | 0 | 0 | 0 | 0 | 0 | 0 | 0 | 0 | [74 empty] | 0 | 0
|  |  |  | 2.0292 | 20.2921 | 0 | 0 | 0 | 0 | 0 | 0 | 0.173 | 0 | 20.292 | 20.292 | 0 | 0 | 0 | 0 | 0 | 0 | 0 | 0 | 0 | [74 empty] | 0 | 0
|  |  |  | 2.029 | 20.2904 | 0 | 0 | 0 | 0 | 0 | 0 | 0.173 | 0 | 20.29 | 20.29 | 0 | 0 | 0 | 0 | 0 | 0 | 0 | 0 | 0 | [74 empty] | 0 | 0
|  |  |  | 2.0847 | 20.8466 | 0 | 0 | 0 | 0 | 0 | 0 | 0.173 | 0 | 20.847 | 20.847 | 0 | 0 | 0 | 0 | 0 | 0 | 0 | 0 | 0 | [74 empty] | 0 | 0
|  |  |  | 2.1296 | 21.2959 | 0 | 0 | 0 | 0 | 0 | 0 | 0.173 | 0 | 21.296 | 21.296 | 0 | 0 | 0 | 0 | 0 | 0 | 0 | 0 | 0 | [74 empty] | 0 | 0
|  |  |  | 2.1183 | 21.1833 | 0 | 0 | 0 | 0 | 0 | 0 | 0.173 | 0 | 21.183 | 21.183 | 0 | 0 | 0 | 0 | 0 | 0 | 0 | 0 | 0 | [74 empty] | 0 | 0
|  |  |  | 2.1296 | 21.2965 | 0 | 0 | 0 | 0 | 0 | 0 | 0.173 | 0 | 21.297 | 21.297 | 0 | 0 | 0 | 0 | 0 | 0 | 0 | 0 | 0 | [74 empty] | 0 | 0
|  |  |  | 1.777 | 17.7701 | 0 | 0 | 0 | 0 | 0 | 0 | 0.173 | 0 | 17.77 | 17.77 | 0 | 0 | 0 | 0 | 0 | 0 | 0 | 0 | 0 | [74 empty] | 0 | 0
|  |  |  | 1.7341 | 17.3414 | 0 | 0 | 0 | 0 | 0 | 0 | 0.173 | 0 | 17.341 | 0 | 0 | 24.836 | 0 | 7.495 | 17.341 | 0 | 0 | 0 | 0 | [74 empty] | 9 | 0
|  |  |  | 1.6969 | 16.9693 | 0 | 0 | 0 | 0 | 0 | 0 | 0.173 | 0 | 16.969 | 0 | 0 | 50.531 | 0 | 33.562 | 16.969 | 0 | 0 | 0 | 0 | [74 empty] | 8 | 0
|  |  |  | 1.6983 | 16.9826 | 0 | 0 | 0 | 0 | 0 | 0 | 0.173 | 0 | 16.983 | 0 | 0 | 69.318 | 0 | 52.336 | 16.982 | 0 | 0 | 0 | 0 | [74 empty] | 7 | 0
|  |  |  | 1.7118 | 17.1179 | 0 | 0 | 0 | 0 | 0 | 0 | 0.173 | 0 | 17.118 | 0 | 0 | 79.773 | 0 | 62.655 | 17.118 | 0 | 0 | 0 | 0 | [74 empty] | 6 | 0
|  |  |  | 1.8678 | 18.6775 | 0 | 0 | 0 | 0 | 0 | 0 | 0.173 | 0 | 18.677 | 0 | 0 | 82.245 | 0 | 63.568 | 18.677 | 0 | 0 | 0 | 0 | [74 empty] | 5 | 0
|  |  |  | 2.0016 | 20.0156 | 0 | 0 | 0 | 0 | 0 | 0 | 0.173 | 0 | 20.016 | 0 | 0 | 76.647 | 0 | 56.631 | 20.016 | 0 | 0 | 0 | 0 | [74 empty] | 4 | 0
|  |  |  | 2.069 | 20.6896 | 0 | 0 | 0 | 0 | 0 | 0 | 0.173 | 0 | 20.69 | 0 | 0 | 63.298 | 0 | 42.608 | 20.69 | 0 | 0 | 0 | 0 | [74 empty] | 3 | 0
|  |  |  | 1.9001 | 19.0013 | 0 | 0 | 0 | 0 | 0 | 0 | 0.173 | 0 | 19.001 | 0 | 0 | 42.853 | 0 | 23.852 | 19.001 | 0 | 0 | 0 | 0 | [74 empty] | 2 | 0
|  |  |  | 1.7165 | 17.165 | 0 | 0 | 0 | 0 | 0 | 0 | 0.173 | 0 | 17.165 | 0.137 | 0 | 17.028 | 0 | 0 | 17.028 | 0 | 0 | 0 | 0 | [74 empty] | 1 | 0
|  |  |  | 2.0339 | 20.3393 | 0 | 0 | 0 | 0 | 0 | 0 | 0.173 | 0 | 20.339 | 20.339 | 0 | 0 | 0 | 0 | 0 | 0 | 0 | 0 | 0 | [74 empty] | 0 | 0
|  |  |  | 2.0334 | 20.3342 | 0 | 0 | 0 | 0 | 0 | 0 | 0.173 | 0 | 20.334 | 20.334 | 0 | 0 | 0 | 0 | 0 | 0 | 0 | 0 | 0 | [74 empty] | 0 | 0
|  |  |  | 2.041 | 20.41 | 0 | 0 | 0 | 0 | 0 | 0 | 0.173 | 0 | 20.41 | 20.41 | 0 | 0 | 0 | 0 | 0 | 0 | 0 | 0 | 0 | [74 empty] | 0 | 0
|  |  |  | 2.0405 | 20.4054 | 0 | 0 | 0 | 0 | 0 | 0 | 0.173 | 0 | 20.405 | 20.405 | 0 | 0 | 0 | 0 | 0 | 0 | 0 | 0 | 0 | [74 empty] | 0 | 0
|  |  |  | 2.0362 | 20.3624 | 0 | 0 | 0 | 0 | 0 | 0 | 0.173 | 0 | 20.362 | 20.362 | 0 | 0 | 0 | 0 | 0 | 0 | 0 | 0 | 0 | [74 empty] | 0 | 0
|  |  |  | 2.03 | 20.2998 | 0 | 0 | 0 | 0 | 0 | 0 | 0.173 | 0 | 20.3 | 20.3 | 0 | 0 | 0 | 0 | 0 | 0 | 0 | 0 | 0 | [74 empty] | 0 | 0
|  |  |  | 2.043 | 20.4303 | 0 | 0 | 0 | 0 | 0 | 0 | 0.173 | 0 | 20.43 | 20.43 | 0 | 0 | 0 | 0 | 0 | 0 | 0 | 0 | 0 | [74 empty] | 0 | 0
|  |  |  | 2.0289 | 20.2894 | 0 | 0 | 0 | 0 | 0 | 0 | 0.173 | 0 | 20.289 | 20.289 | 0 | 0 | 0 | 0 | 0 | 0 | 0 | 0 | 0 | [74 empty] | 0 | 0
|  |  |  | 2.0285 | 20.285 | 0 | 0 | 0 | 0 | 0 | 0 | 0.173 | 0 | 20.285 | 20.285 | 0 | 0 | 0 | 0 | 0 | 0 | 0 | 0 | 0 | [74 empty] | 0 | 0
|  |  |  | 2.0282 | 20.2821 | 0 | 0 | 0 | 0 | 0 | 0 | 0.173 | 0 | 20.282 | 20.282 | 0 | 0 | 0 | 0 | 0 | 0 | 0 | 0 | 0 | [74 empty] | 0 | 0
|  |  |  | 2.1138 | 21.1385 | 0 | 0 | 0 | 0 | 0 | 0 | 0.173 | 0 | 21.138 | 21.138 | 0 | 0 | 0 | 0 | 0 | 0 | 0 | 0 | 0 | [74 empty] | 0 | 0
|  |  |  | 2.122 | 21.2197 | 0 | 0 | 0 | 0 | 0 | 0 | 0.173 | 0 | 21.22 | 21.22 | 0 | 0 | 0 | 0 | 0 | 0 | 0 | 0 | 0 | [74 empty] | 0 | 0
|  |  |  | 2.1245 | 21.2448 | 0 | 0 | 0 | 0 | 0 | 0 | 0.173 | 0 | 21.245 | 21.245 | 0 | 0 | 0 | 0 | 0 | 0 | 0 | 0 | 0 | [74 empty] | 0 | 0
|  |  |  | 3.2396 | 32.3961 | 0 | 0 | 0 | 0 | 0 | 0 | 0.173 | 0 | 32.396 | 32.396 | 0 | 0 | 0 | 0 | 0 | 0 | 0 | 0 | 0 | [74 empty] | 0 | 0
|  |  |  | 6.2184 | 62.1843 | 0 | 0 | 0 | 0 | 0 | 0 | 0.173 | 0 | 62.184 | 62.184 | 0 | 0 | 0 | 0 | 0 | 0 | 0 | 0 | 0 | [74 empty] | 0 | 0
|  |  |  | 7.6454 | 76.4542 | 0 | 0 | 0 | 0 | 0 | 0 | 0.173 | 0 | 76.454 | 51.269 | 0 | 25.185 | 0 | 0 | 25.185 | 0 | 0 | 0 | 0 | [74 empty] | 9 | 0
|  |  |  | 7.8021 | 78.0213 | 0 | 0 | 0 | 0 | 0 | 0 | 0.173 | 0 | 78.021 | 27.825 | 0 | 50.196 | 0 | 0 | 50.196 | 0 | 0 | 0 | 0 | [74 empty] | 8 | 0
|  |  |  | 8.2889 | 82.889 | 0 | 0 | 0 | 0 | 0 | 0 | 0.173 | 0 | 82.889 | 15.214 | 0 | 67.675 | 0 | 0 | 67.675 | 0 | 0 | 0 | 0 | [74 empty] | 7 | 0
|  |  |  | 8.8963 | 88.9626 | 0 | 0 | 0 | 0 | 0 | 0 | 0.173 | 0 | 88.963 | 11.516 | 0 | 77.447 | 0 | 0 | 77.447 | 0 | 0 | 0 | 0 | [74 empty] | 6 | 0
|  |  |  | 9.0726 | 90.7262 | 0 | 0 | 0 | 0 | 0 | 0 | 0.173 | 0 | 90.726 | 11.186 | 0 | 79.541 | 0 | 0 | 79.541 | 0 | 0 | 0 | 0 | [74 empty] | 5 | 0
|  |  |  | 8.7809 | 87.8093 | 0 | 0 | 0 | 0 | 0 | 0 | 0.173 | 0 | 87.809 | 13.591 | 0 | 74.219 | 0 | 0 | 74.219 | 0 | 0 | 0 | 0 | [74 empty] | 4 | 0
|  |  |  | 8.8178 | 88.1782 | 0 | 0 | 0 | 0 | 0 | 0 | 0.173 | 0 | 88.178 | 27.338 | 0 | 60.841 | 0 | 0 | 60.841 | 0 | 0 | 0 | 0 | [74 empty] | 3 | 0
|  |  |  | 8.3374 | 83.3736 | 0 | 0 | 0 | 0 | 0 | 0 | 0.173 | 0 | 83.374 | 42.076 | 0 | 41.297 | 0 | 0 | 41.297 | 0 | 0 | 0 | 0 | [74 empty] | 2 | 0
|  |  |  | 7.8149 | 78.149 | 0 | 0 | 0 | 0 | 0 | 0 | 0.173 | 0 | 78.149 | 61.485 | 0 | 16.664 | 0 | 0 | 16.664 | 0 | 0 | 0 | 0 | [74 empty] | 1 | 0
|  |  |  | 6.6992 | 66.9923 | 0 | 0 | 0 | 0 | 0 | 0 | 0.173 | 0 | 66.992 | 66.992 | 0 | 0 | 0 | 0 | 0 | 0 | 0 | 0 | 0 | [74 empty] | 0 | 0
|  |  |  | 6.6194 | 66.1941 | 0 | 0 | 0 | 0 | 0 | 0 | 0.173 | 0 | 66.194 | 66.194 | 0 | 0 | 0 | 0 | 0 | 0 | 0 | 0 | 0 | [74 empty] | 0 | 0
|  |  |  | 6.6063 | 66.0635 | 0 | 0 | 0 | 0 | 0 | 0 | 0.173 | 0 | 66.063 | 66.063 | 0 | 0 | 0 | 0 | 0 | 0 | 0 | 0 | 0 | [74 empty] | 0 | 0
|  |  |  | 6.5721 | 65.7208 | 0 | 0 | 0 | 0 | 0 | 0 | 0.173 | 0 | 65.721 | 65.721 | 0 | 0 | 0 | 0 | 0 | 0 | 0 | 0 | 0 | [74 empty] | 0 | 0
|  |  |  | 2.0353 | 20.3526 | 0 | 0 | 0 | 0 | 0 | 0 | 0.173 | 0 | 20.353 | 20.353 | 0 | 0 | 0 | 0 | 0 | 0 | 0 | 0 | 0 | [74 empty] | 0 | 0
|  |  |  | 2.0308 | 20.3084 | 0 | 0 | 0 | 0 | 0 | 0 | 0.173 | 0 | 20.308 | 20.308 | 0 | 0 | 0 | 0 | 0 | 0 | 0 | 0 | 0 | [74 empty] | 0 | 0
|  |  |  | 2.0453 | 20.4528 | 0 | 0 | 0 | 0 | 0 | 0 | 0.173 | 0 | 20.453 | 20.453 | 0 | 0 | 0 | 0 | 0 | 0 | 0 | 0 | 0 | [74 empty] | 0 | 0
|  |  |  | 2.0306 | 20.3062 | 0 | 0 | 0 | 0 | 0 | 0 | 0.173 | 0 | 20.306 | 20.306 | 0 | 0 | 0 | 0 | 0 | 0 | 0 | 0 | 0 | [74 empty] | 0 | 0
|  |  |  | 2.0301 | 20.3015 | 0 | 0 | 0 | 0 | 0 | 0 | 0.173 | 0 | 20.302 | 20.302 | 0 | 0 | 0 | 0 | 0 | 0 | 0 | 0 | 0 | [74 empty] | 0 | 0
|  |  |  | 2.0299 | 20.2993 | 0 | 0 | 0 | 0 | 0 | 0 | 0.173 | 0 | 20.299 | 20.299 | 0 | 0 | 0 | 0 | 0 | 0 | 0 | 0 | 0 | [74 empty] | 0 | 0
|  |  |  | 2.0296 | 20.2956 | 0 | 0 | 0 | 0 | 0 | 0 | 0.173 | 0 | 20.296 | 20.296 | 0 | 0 | 0 | 0 | 0 | 0 | 0 | 0 | 0 | [74 empty] | 0 | 0
|  |  |  | 2.0621 | 20.6207 | 0 | 0 | 0 | 0 | 0 | 0 | 0.173 | 0 | 20.621 | 20.621 | 0 | 0 | 0 | 0 | 0 | 0 | 0 | 0 | 0 | [74 empty] | 0 | 0
|  |  |  | 2.0566 | 20.5656 | 0 | 0 | 0 | 0 | 0 | 0 | 0.173 | 0 | 20.566 | 20.566 | 0 | 0 | 0 | 0 | 0 | 0 | 0 | 0 | 0 | [74 empty] | 0 | 0
|  |  |  | 3.2449 | 32.4488 | 0 | 0 | 0 | 0 | 0 | 0 | 0.173 | 0 | 32.449 | 32.449 | 0 | 0 | 0 | 0 | 0 | 0 | 0 | 0 | 0 | [74 empty] | 0 | 0
|  |  |  | 6.2146 | 62.1464 | 0 | 0 | 0 | 0 | 0 | 0 | 0.173 | 0 | 62.146 | 59.791 | 0 | 2.356 | 0 | 0 | 2.356 | 0 | 0 | 0 | 0 | [74 empty] | 0 | 0
|  |  |  | 7.7206 | 77.2063 | 0 | 0 | 0 | 0 | 0 | 0 | 0.173 | 0 | 77.206 | 51.89 | 0 | 25.316 | 0 | 0 | 25.316 | 0 | 0 | 0 | 0 | [74 empty] | 9 | 0
|  |  |  | 8.1689 | 81.6893 | 0 | 0 | 0 | 0 | 0 | 0 | 0.173 | 0 | 81.689 | 31.158 | 0 | 50.531 | 0 | 0 | 50.531 | 0 | 0 | 0 | 0 | [74 empty] | 8 | 0
|  |  |  | 9.4673 | 94.6728 | 0 | 0 | 0 | 0 | 0 | 0 | 0.173 | 0 | 94.673 | 26.62 | 0 | 68.053 | 0 | 0 | 68.053 | 0 | 0 | 0 | 0 | [74 empty] | 7 | 0
|  |  |  | 9.5011 | 95.011 | 0 | 0 | 0 | 0 | 0 | 0 | 0.173 | 0 | 95.011 | 16.779 | 0 | 78.232 | 0 | 0 | 78.232 | 0 | 0 | 0 | 0 | [74 empty] | 6 | 0
|  |  |  | 9.4665 | 94.6654 | 0 | 0 | 0 | 0 | 0 | 0 | 0.173 | 0 | 94.665 | 15.75 | 0 | 78.915 | 0 | 0 | 78.915 | 0 | 0 | 0 | 0 | [74 empty] | 5 | 0
|  |  |  | 10.3137 | 103.137 | 0 | 0 | 0 | 0 | 0 | 0 | 0.173 | 0 | 103.137 | 29.457 | 0 | 73.681 | 0 | 0 | 73.681 | 0 | 0 | 0 | 0 | [74 empty] | 4 | 0
|  |  |  | 10.6864 | 106.864 | 0 | 0 | 0 | 0 | 0 | 0 | 0.173 | 0 | 106.864 | 45.195 | 0 | 61.669 | 0 | 0 | 61.669 | 0 | 0 | 0 | 0 | [74 empty] | 3 | 0
|  |  |  | 9.8526 | 98.5261 | 0 | 0 | 0 | 0 | 0 | 0 | 0.173 | 0 | 98.526 | 56.429 | 0 | 42.097 | 0 | 0 | 42.097 | 0 | 0 | 0 | 0 | [74 empty] | 2 | 0
|  |  |  | 8.8459 | 88.459 | 0 | 0 | 0 | 0 | 0 | 0 | 0.173 | 0 | 88.459 | 71.097 | 0 | 17.362 | 0 | 0 | 17.362 | 0 | 0 | 0 | 0 | [74 empty] | 1 | 0
|  |  |  | 7.0209 | 70.2094 | 0 | 0 | 0 | 0 | 0 | 0 | 0.173 | 0 | 70.209 | 70.209 | 0 | 0 | 0 | 0 | 0 | 0 | 0 | 0 | 0 | [74 empty] | 0 | 0
|  |  |  | 7.0533 | 70.5325 | 0 | 0 | 0 | 0 | 0 | 0 | 0.173 | 0 | 70.533 | 70.533 | 0 | 0 | 0 | 0 | 0 | 0 | 0 | 0 | 0 | [74 empty] | 0 | 0
|  |  |  | 7.116 | 71.1596 | 0 | 0 | 0 | 0 | 0 | 0 | 0.173 | 0 | 71.16 | 71.16 | 0 | 0 | 0 | 0 | 0 | 0 | 0 | 0 | 0 | [74 empty] | 0 | 0
|  |  |  | 7.3779 | 73.7787 | 0 | 0 | 0 | 0 | 0 | 0 | 0.173 | 0 | 73.779 | 73.779 | 0 | 0 | 0 | 0 | 0 | 0 | 0 | 0 | 0 | [74 empty] | 0 | 0
|  |  |  | 2.0326 | 20.3255 | 0 | 0 | 0 | 0 | 0 | 0 | 0.173 | 0 | 20.326 | 20.326 | 0 | 0 | 0 | 0 | 0 | 0 | 0 | 0 | 0 | [74 empty] | 0 | 0
|  |  |  | 2.0324 | 20.3243 | 0 | 0 | 0 | 0 | 0 | 0 | 0.173 | 0 | 20.324 | 20.324 | 0 | 0 | 0 | 0 | 0 | 0 | 0 | 0 | 0 | [74 empty] | 0 | 0
|  |  |  | 2.0465 | 20.4649 | 0 | 0 | 0 | 0 | 0 | 0 | 0.173 | 0 | 20.465 | 20.465 | 0 | 0 | 0 | 0 | 0 | 0 | 0 | 0 | 0 | [74 empty] | 0 | 0
|  |  |  | 2.0321 | 20.3206 | 0 | 0 | 0 | 0 | 0 | 0 | 0.173 | 0 | 20.321 | 20.321 | 0 | 0 | 0 | 0 | 0 | 0 | 0 | 0 | 0 | [74 empty] | 0 | 0
|  |  |  | 2.0321 | 20.3206 | 0 | 0 | 0 | 0 | 0 | 0 | 0.173 | 0 | 20.321 | 20.321 | 0 | 0 | 0 | 0 | 0 | 0 | 0 | 0 | 0 | [74 empty] | 0 | 0
|  |  |  | 2.0318 | 20.3182 | 0 | 0 | 0 | 0 | 0 | 0 | 0.173 | 0 | 20.318 | 20.318 | 0 | 0 | 0 | 0 | 0 | 0 | 0 | 0 | 0 | [74 empty] | 0 | 0
|  |  |  | 2.031 | 20.3104 | 0 | 0 | 0 | 0 | 0 | 0 | 0.173 | 0 | 20.31 | 20.31 | 0 | 0 | 0 | 0 | 0 | 0 | 0 | 0 | 0 | [74 empty] | 0 | 0
|  |  |  | 2.0378 | 20.3776 | 0 | 0 | 0 | 0 | 0 | 0 | 0.173 | 0 | 20.378 | 20.378 | 0 | 0 | 0 | 0 | 0 | 0 | 0 | 0 | 0 | [74 empty] | 0 | 0
|  |  |  | 2.0373 | 20.3729 | 0 | 0 | 0 | 0 | 0 | 0 | 0.173 | 0 | 20.373 | 20.373 | 0 | 0 | 0 | 0 | 0 | 0 | 0 | 0 | 0 | [74 empty] | 0 | 0
|  |  |  | 3.2758 | 32.7583 | 0 | 0 | 0 | 0 | 0 | 0 | 0.173 | 0 | 32.758 | 32.758 | 0 | 0 | 0 | 0 | 0 | 0 | 0 | 0 | 0 | [74 empty] | 0 | 0
|  |  |  | 6.4764 | 64.7641 | 0 | 0 | 0 | 0 | 0 | 0 | 0.173 | 0 | 64.764 | 63.135 | 0 | 1.629 | 0 | 0 | 1.629 | 0 | 0 | 0 | 0 | [74 empty] | 0 | 0
|  |  |  | 8.1208 | 81.2081 | 0 | 0 | 0 | 0 | 0 | 0 | 0.173 | 0 | 81.208 | 67.612 | 0 | 13.596 | 0 | 0 | 13.596 | 0 | 0 | 0 | 0 | [74 empty] | 6 | 0
|  |  |  | 8.6142 | 86.1421 | 0 | 0 | 0 | 0 | 0 | 0 | 0.173 | 0 | 86.142 | 55.867 | 0 | 30.275 | 0 | 0 | 30.275 | 0 | 0 | 0 | 0 | [74 empty] | 5 | 0
|  |  |  | 9.5333 | 95.3334 | 0 | 0 | 0 | 0 | 0 | 0 | 0.173 | 0 | 95.333 | 46.94 | 0 | 48.393 | 0 | 0 | 48.393 | 0 | 0 | 0 | 0 | [74 empty] | 4 | 0
|  |  |  | 10.6569 | 106.569 | 0 | 0 | 0 | 0 | 0 | 0 | 0.173 | 0 | 106.569 | 46.862 | 0 | 59.706 | 0 | 0 | 59.706 | 0 | 0 | 0 | 0 | [74 empty] | 3 | 0
|  |  |  | 11.6188 | 116.188 | 0 | 0 | 0 | 0 | 0 | 0 | 0.173 | 0 | 116.188 | 60.583 | 0 | 55.606 | 0 | 0 | 55.606 | 0 | 0 | 0 | 0 | [74 empty] | 2 | 0
|  |  |  | 12.1535 | 121.535 | 0 | 0 | 0 | 0 | 0 | 0 | 0.173 | 0 | 121.535 | 79.249 | 0 | 42.286 | 0 | 0 | 42.286 | 0 | 0 | 0 | 0 | [74 empty] | 1 | 0
|  |  |  | 12.4509 | 124.509 | 0 | 0 | 0 | 0 | 0 | 0 | 0.173 | 0 | 124.509 | 115.232 | 0 | 9.277 | 0 | 0 | 9.277 | 0 | 0 | 0 | 0 | [74 empty] | 0 | 0
|  |  |  | 12.3297 | 123.297 | 0 | 0 | 0 | 0 | 0 | 0 | 0.173 | 0 | 123.297 | 91.742 | 0 | 31.555 | 0 | 0 | 31.555 | 0 | 0 | 0 | 0 | [74 empty] | 1 | 0
|  |  |  | 11.3759 | 113.759 | 0 | 0 | 0 | 0 | 0 | 0 | 0.173 | 0 | 113.759 | 110.051 | 0 | 3.708 | 0 | 0 | 3.708 | 0 | 0 | 0 | 0 | [74 empty] | 0 | 0
|  |  |  | 8.8363 | 88.3635 | 0 | 0 | 0 | 0 | 0 | 0 | 0.173 | 0 | 88.364 | 88.364 | 0 | 0 | 0 | 0 | 0 | 0 | 0 | 0 | 0 | [74 empty] | 0 | 0
|  |  |  | 8.0402 | 80.4018 | 0 | 0 | 0 | 0 | 0 | 0 | 0.173 | 0 | 80.402 | 80.402 | 0 | 0 | 0 | 0 | 0 | 0 | 0 | 0 | 0 | [74 empty] | 0 | 0
|  |  |  | 7.5574 | 75.5739 | 0 | 0 | 0 | 0 | 0 | 0 | 0.173 | 0 | 75.574 | 75.574 | 0 | 0 | 0 | 0 | 0 | 0 | 0 | 0 | 0 | [74 empty] | 0 | 0
|  |  |  | 7.3315 | 73.3152 | 0 | 0 | 0 | 0 | 0 | 0 | 0.173 | 0 | 73.315 | 73.315 | 0 | 0 | 0 | 0 | 0 | 0 | 0 | 0 | 0 | [74 empty] | 0 | 0
|  |  |  | 2.0383 | 20.3828 | 0 | 0 | 0 | 0 | 0 | 0 | 0.173 | 0 | 20.383 | 20.383 | 0 | 0 | 0 | 0 | 0 | 0 | 0 | 0 | 0 | [74 empty] | 0 | 0
|  |  |  | 2.0338 | 20.3377 | 0 | 0 | 0 | 0 | 0 | 0 | 0.173 | 0 | 20.338 | 20.338 | 0 | 0 | 0 | 0 | 0 | 0 | 0 | 0 | 0 | [74 empty] | 0 | 0
|  |  |  | 2.048 | 20.4805 | 0 | 0 | 0 | 0 | 0 | 0 | 0.173 | 0 | 20.481 | 20.481 | 0 | 0 | 0 | 0 | 0 | 0 | 0 | 0 | 0 | [74 empty] | 0 | 0
|  |  |  | 2.0339 | 20.3386 | 0 | 0 | 0 | 0 | 0 | 0 | 0.173 | 0 | 20.339 | 20.339 | 0 | 0 | 0 | 0 | 0 | 0 | 0 | 0 | 0 | [74 empty] | 0 | 0
|  |  |  | 2.0338 | 20.3381 | 0 | 0 | 0 | 0 | 0 | 0 | 0.173 | 0 | 20.338 | 20.338 | 0 | 0 | 0 | 0 | 0 | 0 | 0 | 0 | 0 | [74 empty] | 0 | 0
|  |  |  | 2.0335 | 20.3355 | 0 | 0 | 0 | 0 | 0 | 0 | 0.173 | 0 | 20.335 | 20.335 | 0 | 0 | 0 | 0 | 0 | 0 | 0 | 0 | 0 | [74 empty] | 0 | 0
|  |  |  | 2.0335 | 20.3347 | 0 | 0 | 0 | 0 | 0 | 0 | 0.173 | 0 | 20.335 | 20.335 | 0 | 0 | 0 | 0 | 0 | 0 | 0 | 0 | 0 | [74 empty] | 0 | 0
|  |  |  | 2.0399 | 20.3988 | 0 | 0 | 0 | 0 | 0 | 0 | 0.173 | 0 | 20.399 | 20.399 | 0 | 0 | 0 | 0 | 0 | 0 | 0 | 0 | 0 | [74 empty] | 0 | 0
|  |  |  | 2.0398 | 20.3979 | 0 | 0 | 0 | 0 | 0 | 0 | 0.173 | 0 | 20.398 | 20.398 | 0 | 0 | 0 | 0 | 0 | 0 | 0 | 0 | 0 | [74 empty] | 0 | 0
|  |  |  | 3.5798 | 35.7985 | 0 | 0 | 0 | 0 | 0 | 0 | 0.173 | 0 | 35.798 | 35.798 | 0 | 0 | 0 | 0 | 0 | 0 | 0 | 0 | 0 | [74 empty] | 0 | 0
|  |  |  | 6.6445 | 66.445 | 0 | 0 | 0 | 0 | 0 | 0 | 0.173 | 0 | 66.445 | 66.198 | 0 | 0.247 | 0 | 0 | 0.247 | 0 | 0 | 0 | 0 | [74 empty] | 0 | 0
|  |  |  | 8.2277 | 82.2766 | 0 | 0 | 0 | 0 | 0 | 0 | 0.173 | 0 | 82.277 | 68.84 | 0 | 13.436 | 0 | 0 | 13.436 | 0 | 0 | 0 | 0 | [74 empty] | 8 | 0
|  |  |  | 8.7813 | 87.8134 | 0 | 0 | 0 | 0 | 0 | 0 | 0.173 | 0 | 87.813 | 37.675 | 0 | 50.138 | 0 | 0 | 50.138 | 0 | 0 | 0 | 0 | [74 empty] | 7 | 0
|  |  |  | 10.0918 | 100.918 | 0 | 0 | 0 | 0 | 0 | 0 | 0.173 | 0 | 100.918 | 33.01 | 0 | 67.908 | 0 | 0 | 67.908 | 0 | 0 | 0 | 0 | [74 empty] | 6 | 0
|  |  |  | 11.138 | 111.38 | 0 | 0 | 0 | 0 | 0 | 0 | 0.173 | 0 | 111.38 | 33.541 | 0 | 77.839 | 0 | 0 | 77.839 | 0 | 0 | 0 | 0 | [74 empty] | 5 | 0
|  |  |  | 12.4587 | 124.587 | 0 | 0 | 0 | 0 | 0 | 0 | 0.173 | 0 | 124.587 | 77.444 | 0 | 47.143 | 0 | 0 | 47.143 | 0 | 0 | 0 | 0 | [74 empty] | 4 | 0
|  |  |  | 13.1245 | 131.245 | 0 | 0 | 0 | 0 | 0 | 0 | 0.173 | 0 | 131.245 | 80.83 | 0 | 50.415 | 0 | 0 | 50.415 | 0 | 0 | 0 | 0 | [74 empty] | 3 | 0
|  |  |  | 12.7849 | 127.849 | 0 | 0 | 0 | 0 | 0 | 0 | 0.173 | 0 | 127.849 | 105.209 | 0 | 22.641 | 0 | 0 | 22.641 | 0 | 0 | 0 | 0 | [74 empty] | 2 | 0
|  |  |  | 11.1834 | 111.834 | 0 | 0 | 0 | 0 | 0 | 0 | 0.173 | 0 | 111.834 | 89.527 | 0 | 22.306 | 0 | 0 | 22.306 | 0 | 0 | 0 | 0 | [74 empty] | 1 | 0
|  |  |  | 9.4472 | 94.4718 | 0 | 0 | 0 | 0 | 0 | 0 | 0.173 | 0 | 94.472 | 89.775 | 0 | 4.697 | 0 | 0 | 4.697 | 0 | 0 | 0 | 0 | [74 empty] | 0 | 0
|  |  |  | 7.8388 | 78.3884 | 0 | 0 | 0 | 0 | 0 | 0 | 0.173 | 0 | 78.388 | 78.388 | 0 | 0 | 0 | 0 | 0 | 0 | 0 | 0 | 0 | [74 empty] | 0 | 0
|  |  |  | 8.05 | 80.5002 | 0 | 0 | 0 | 0 | 0 | 0 | 0.173 | 0 | 80.5 | 80.5 | 0 | 0 | 0 | 0 | 0 | 0 | 0 | 0 | 0 | [74 empty] | 0 | 0
|  |  |  | 7.9833 | 79.8328 | 0 | 0 | 0 | 0 | 0 | 0 | 0.173 | 0 | 79.833 | 79.833 | 0 | 0 | 0 | 0 | 0 | 0 | 0 | 0 | 0 | [74 empty] | 0 | 0
|  |  |  | 7.6973 | 76.9732 | 0 | 0 | 0 | 0 | 0 | 0 | 0.173 | 0 | 76.973 | 76.973 | 0 | 0 | 0 | 0 | 0 | 0 | 0 | 0 | 0 | [74 empty] | 0 | 0
|  |  |  | 2.0393 | 20.3933 | 0 | 0 | 0 | 0 | 0 | 0 | 0.173 | 0 | 20.393 | 20.393 | 0 | 0 | 0 | 0 | 0 | 0 | 0 | 0 | 0 | [74 empty] | 0 | 0
|  |  |  | 2.0346 | 20.3458 | 0 | 0 | 0 | 0 | 0 | 0 | 0.173 | 0 | 20.346 | 20.346 | 0 | 0 | 0 | 0 | 0 | 0 | 0 | 0 | 0 | [74 empty] | 0 | 0
|  |  |  | 2.0488 | 20.4876 | 0 | 0 | 0 | 0 | 0 | 0 | 0.173 | 0 | 20.488 | 20.488 | 0 | 0 | 0 | 0 | 0 | 0 | 0 | 0 | 0 | [74 empty] | 0 | 0
|  |  |  | 2.0347 | 20.3469 | 0 | 0 | 0 | 0 | 0 | 0 | 0.173 | 0 | 20.347 | 20.347 | 0 | 0 | 0 | 0 | 0 | 0 | 0 | 0 | 0 | [74 empty] | 0 | 0
|  |  |  | 2.0347 | 20.3465 | 0 | 0 | 0 | 0 | 0 | 0 | 0.173 | 0 | 20.346 | 20.346 | 0 | 0 | 0 | 0 | 0 | 0 | 0 | 0 | 0 | [74 empty] | 0 | 0
|  |  |  | 2.0343 | 20.3425 | 0 | 0 | 0 | 0 | 0 | 0 | 0.173 | 0 | 20.343 | 20.343 | 0 | 0 | 0 | 0 | 0 | 0 | 0 | 0 | 0 | [74 empty] | 0 | 0
|  |  |  | 2.0339 | 20.339 | 0 | 0 | 0 | 0 | 0 | 0 | 0.173 | 0 | 20.339 | 20.339 | 0 | 0 | 0 | 0 | 0 | 0 | 0 | 0 | 0 | [74 empty] | 0 | 0
|  |  |  | 2.0698 | 20.6976 | 0 | 0 | 0 | 0 | 0 | 0 | 0.173 | 0 | 20.698 | 20.698 | 0 | 0 | 0 | 0 | 0 | 0 | 0 | 0 | 0 | [74 empty] | 0 | 0
|  |  |  | 2.0632 | 20.6318 | 0 | 0 | 0 | 0 | 0 | 0 | 0.173 | 0 | 20.632 | 20.632 | 0 | 0 | 0 | 0 | 0 | 0 | 0 | 0 | 0 | [74 empty] | 0 | 0
|  |  |  | 3.4879 | 34.8792 | 0 | 0 | 0 | 0 | 0 | 0 | 0.173 | 0 | 34.879 | 34.879 | 0 | 0 | 0 | 0 | 0 | 0 | 0 | 0 | 0 | [74 empty] | 0 | 0
|  |  |  | 6.6773 | 66.7734 | 0 | 0 | 0 | 0 | 0 | 0 | 0.173 | 0 | 66.773 | 66.773 | 0 | 0 | 0 | 0 | 0 | 0 | 0 | 0 | 0 | [74 empty] | 0 | 0
|  |  |  | 8.2126 | 82.1259 | 0 | 0 | 0 | 0 | 0 | 0 | 0.173 | 0 | 82.126 | 76.542 | 0 | 5.584 | 0 | 0 | 5.584 | 0 | 0 | 0 | 0 | [74 empty] | 0 | 0
|  |  |  | 8.5136 | 85.1359 | 0 | 0 | 0 | 0 | 0 | 0 | 0.173 | 0 | 85.136 | 52.069 | 0 | 33.067 | 0 | 0 | 33.067 | 0 | 0 | 0 | 0 | [74 empty] | 7 | 0
|  |  |  | 9.028 | 90.2797 | 0 | 0 | 0 | 0 | 0 | 0 | 0.173 | 0 | 90.28 | 61.953 | 0 | 28.326 | 0 | 0 | 28.326 | 0 | 0 | 0 | 0 | [74 empty] | 6 | 0
|  |  |  | 10.2629 | 102.629 | 0 | 0 | 0 | 0 | 0 | 0 | 0.173 | 0 | 102.629 | 50.179 | 0 | 52.45 | 0 | 0 | 52.45 | 0 | 0 | 0 | 0 | [74 empty] | 5 | 0
|  |  |  | 11.7604 | 117.604 | 0 | 0 | 0 | 0 | 0 | 0 | 0.173 | 0 | 117.604 | 56.85 | 0 | 60.753 | 0 | 0 | 60.753 | 0 | 0 | 0 | 0 | [74 empty] | 4 | 0
|  |  |  | 11.7206 | 117.206 | 0 | 0 | 0 | 0 | 0 | 0 | 0.173 | 0 | 117.206 | 57.209 | 0 | 59.997 | 0 | 0 | 59.997 | 0 | 0 | 0 | 0 | [74 empty] | 3 | 0
|  |  |  | 10.8855 | 108.855 | 0 | 0 | 0 | 0 | 0 | 0 | 0.173 | 0 | 108.855 | 49.963 | 0 | 58.892 | 0 | 0 | 58.892 | 0 | 0 | 0 | 0 | [74 empty] | 2 | 0
|  |  |  | 9.7504 | 97.5043 | 0 | 0 | 0 | 0 | 0 | 0 | 0.173 | 0 | 97.504 | 65.659 | 0 | 31.845 | 0 | 0 | 31.845 | 0 | 0 | 0 | 0 | [74 empty] | 1 | 0
|  |  |  | 8.4812 | 84.812 | 0 | 0 | 0 | 0 | 0 | 0 | 0.173 | 0 | 84.812 | 79.475 | 0 | 5.337 | 0 | 0 | 5.337 | 0 | 0 | 0 | 0 | [74 empty] | 0 | 0
|  |  |  | 6.9277 | 69.2771 | 0 | 0 | 0 | 0 | 0 | 0 | 0.173 | 0 | 69.277 | 69.277 | 0 | 0 | 0 | 0 | 0 | 0 | 0 | 0 | 0 | [74 empty] | 0 | 0
|  |  |  | 6.893 | 68.9305 | 0 | 0 | 0 | 0 | 0 | 0 | 0.173 | 0 | 68.93 | 68.93 | 0 | 0 | 0 | 0 | 0 | 0 | 0 | 0 | 0 | [74 empty] | 0 | 0
|  |  |  | 6.9836 | 69.8365 | 0 | 0 | 0 | 0 | 0 | 0 | 0.173 | 0 | 69.836 | 69.836 | 0 | 0 | 0 | 0 | 0 | 0 | 0 | 0 | 0 | [74 empty] | 0 | 0
|  |  |  | 7.0398 | 70.3977 | 0 | 0 | 0 | 0 | 0 | 0 | 0.173 | 0 | 70.398 | 70.398 | 0 | 0 | 0 | 0 | 0 | 0 | 0 | 0 | 0 | [74 empty] | 0 | 0
|  |  |  | 2.0321 | 20.3207 | 0 | 0 | 0 | 0 | 0 | 0 | 0.173 | 0 | 20.321 | 20.321 | 0 | 0 | 0 | 0 | 0 | 0 | 0 | 0 | 0 | [74 empty] | 0 | 0
|  |  |  | 2.0328 | 20.3278 | 0 | 0 | 0 | 0 | 0 | 0 | 0.173 | 0 | 20.328 | 20.328 | 0 | 0 | 0 | 0 | 0 | 0 | 0 | 0 | 0 | [74 empty] | 0 | 0
|  |  |  | 2.0473 | 20.4733 | 0 | 0 | 0 | 0 | 0 | 0 | 0.173 | 0 | 20.473 | 20.473 | 0 | 0 | 0 | 0 | 0 | 0 | 0 | 0 | 0 | [74 empty] | 0 | 0
|  |  |  | 2.0328 | 20.3283 | 0 | 0 | 0 | 0 | 0 | 0 | 0.173 | 0 | 20.328 | 20.328 | 0 | 0 | 0 | 0 | 0 | 0 | 0 | 0 | 0 | [74 empty] | 0 | 0
|  |  |  | 2.0328 | 20.328 | 0 | 0 | 0 | 0 | 0 | 0 | 0.173 | 0 | 20.328 | 20.328 | 0 | 0 | 0 | 0 | 0 | 0 | 0 | 0 | 0 | [74 empty] | 0 | 0
|  |  |  | 2.0326 | 20.326 | 0 | 0 | 0 | 0 | 0 | 0 | 0.173 | 0 | 20.326 | 20.326 | 0 | 0 | 0 | 0 | 0 | 0 | 0 | 0 | 0 | [74 empty] | 0 | 0
|  |  |  | 2.0324 | 20.3245 | 0 | 0 | 0 | 0 | 0 | 0 | 0.173 | 0 | 20.325 | 20.325 | 0 | 0 | 0 | 0 | 0 | 0 | 0 | 0 | 0 | [74 empty] | 0 | 0
|  |  |  | 2.0393 | 20.3927 | 0 | 0 | 0 | 0 | 0 | 0 | 0.173 | 0 | 20.393 | 20.393 | 0 | 0 | 0 | 0 | 0 | 0 | 0 | 0 | 0 | [74 empty] | 0 | 0
|  |  |  | 2.0382 | 20.3818 | 0 | 0 | 0 | 0 | 0 | 0 | 0.173 | 0 | 20.382 | 20.382 | 0 | 0 | 0 | 0 | 0 | 0 | 0 | 0 | 0 | [74 empty] | 0 | 0
|  |  |  | 1.9821 | 19.8211 | 0 | 0 | 0 | 0 | 0 | 0 | 0.173 | 0 | 19.821 | 19.821 | 0 | 0 | 0 | 0 | 0 | 0 | 0 | 0 | 0 | [74 empty] | 0 | 0
|  |  |  | 1.698 | 16.9796 | 0 | 0 | 0 | 0 | 0 | 0 | 0.173 | 0 | 16.98 | 16.98 | 0 | 0 | 0 | 0 | 0 | 0 | 0 | 0 | 0 | [74 empty] | 0 | 0
|  |  |  | 1.6989 | 16.9886 | 0 | 0 | 0 | 0 | 0 | 0 | 0.173 | 0 | 16.989 | 12.728 | 0 | 4.261 | 0 | 0 | 4.261 | 0 | 0 | 0 | 0 | [74 empty] | 5 | 0
|  |  |  | 1.7011 | 17.0109 | 0 | 0 | 0 | 0 | 0 | 0 | 0.173 | 0 | 17.011 | 7.879 | 0 | 9.132 | 0 | 0 | 9.132 | 0 | 0 | 0 | 0 | [74 empty] | 4 | 0
|  |  |  | 1.8585 | 18.5852 | 0 | 0 | 0 | 0 | 0 | 0 | 0.173 | 0 | 18.585 | 1.485 | 0 | 17.101 | 0 | 0 | 17.101 | 0 | 0 | 0 | 0 | [74 empty] | 3 | 0
|  |  |  | 2.6893 | 26.8928 | 0 | 0 | 0 | 0 | 0 | 0 | 0.173 | 0 | 26.893 | 21.411 | 0 | 5.482 | 0 | 0 | 5.482 | 0 | 0 | 0 | 0 | [74 empty] | 2 | 0
|  |  |  | 2.5456 | 25.456 | 0 | 0 | 0 | 0 | 0 | 0 | 0.173 | 0 | 25.456 | 17.967 | 0 | 7.489 | 0 | 0 | 7.489 | 0 | 0 | 0 | 0 | [74 empty] | 1 | 0
|  |  |  | 2.3705 | 23.7052 | 0 | 0 | 0 | 0 | 0 | 0 | 0.173 | 0 | 23.705 | 21.815 | 0 | 1.89 | 0 | 0 | 1.89 | 0 | 0 | 0 | 0 | [74 empty] | 0 | 0
|  |  |  | 2.3132 | 23.1322 | 0 | 0 | 0 | 0 | 0 | 0 | 0.173 | 0 | 23.132 | 1.597 | 0 | 21.536 | 0 | 0 | 21.536 | 0 | 0 | 0 | 0 | [74 empty] | 2 | 0
|  |  |  | 2.0145 | 20.145 | 0 | 0 | 0 | 0 | 0 | 0 | 0.173 | 0 | 20.145 | 16.859 | 0 | 3.286 | 0 | 0 | 3.286 | 0 | 0 | 0 | 0 | [74 empty] | 1 | 0
|  |  |  | 1.6978 | 16.9782 | 0 | 0 | 0 | 0 | 0 | 0 | 0.173 | 0 | 16.978 | 16.237 | 0 | 0.742 | 0 | 0 | 0.742 | 0 | 0 | 0 | 0 | [74 empty] | 0 | 0
|  |  |  | 1.9803 | 19.8033 | 0 | 0 | 0 | 0 | 0 | 0 | 0.173 | 0 | 19.803 | 19.803 | 0 | 0 | 0 | 0 | 0 | 0 | 0 | 0 | 0 | [74 empty] | 0 | 0
|  |  |  | 2.0371 | 20.3707 | 0 | 0 | 0 | 0 | 0 | 0 | 0.173 | 0 | 20.371 | 20.371 | 0 | 0 | 0 | 0 | 0 | 0 | 0 | 0 | 0 | [74 empty] | 0 | 0
|  |  |  | 2.0449 | 20.4492 | 0 | 0 | 0 | 0 | 0 | 0 | 0.173 | 0 | 20.449 | 20.449 | 0 | 0 | 0 | 0 | 0 | 0 | 0 | 0 | 0 | [74 empty] | 0 | 0
|  |  |  | 2.0441 | 20.4411 | 0 | 0 | 0 | 0 | 0 | 0 | 0.173 | 0 | 20.441 | 20.441 | 0 | 0 | 0 | 0 | 0 | 0 | 0 | 0 | 0 | [74 empty] | 0 | 0
|  |  |  | 2.0396 | 20.3962 | 0 | 0 | 0 | 0 | 0 | 0 | 0.173 | 0 | 20.396 | 20.396 | 0 | 0 | 0 | 0 | 0 | 0 | 0 | 0 | 0 | [74 empty] | 0 | 0
|  |  |  | 2.033 | 20.3302 | 0 | 0 | 0 | 0 | 0 | 0 | 0.173 | 0 | 20.33 | 20.33 | 0 | 0 | 0 | 0 | 0 | 0 | 0 | 0 | 0 | [74 empty] | 0 | 0
|  |  |  | 2.0456 | 20.4564 | 0 | 0 | 0 | 0 | 0 | 0 | 0.173 | 0 | 20.456 | 20.456 | 0 | 0 | 0 | 0 | 0 | 0 | 0 | 0 | 0 | [74 empty] | 0 | 0
|  |  |  | 2.0321 | 20.3206 | 0 | 0 | 0 | 0 | 0 | 0 | 0.173 | 0 | 20.321 | 20.321 | 0 | 0 | 0 | 0 | 0 | 0 | 0 | 0 | 0 | [74 empty] | 0 | 0
|  |  |  | 2.0318 | 20.3178 | 0 | 0 | 0 | 0 | 0 | 0 | 0.173 | 0 | 20.318 | 20.318 | 0 | 0 | 0 | 0 | 0 | 0 | 0 | 0 | 0 | [74 empty] | 0 | 0
|  |  |  | 2.0309 | 20.3093 | 0 | 0 | 0 | 0 | 0 | 0 | 0.173 | 0 | 20.309 | 20.309 | 0 | 0 | 0 | 0 | 0 | 0 | 0 | 0 | 0 | [74 empty] | 0 | 0
|  |  |  | 2.0304 | 20.3036 | 0 | 0 | 0 | 0 | 0 | 0 | 0.173 | 0 | 20.304 | 20.304 | 0 | 0 | 0 | 0 | 0 | 0 | 0 | 0 | 0 | [74 empty] | 0 | 0
|  |  |  | 2.037 | 20.3704 | 0 | 0 | 0 | 0 | 0 | 0 | 0.173 | 0 | 20.37 | 20.37 | 0 | 0 | 0 | 0 | 0 | 0 | 0 | 0 | 0 | [74 empty] | 0 | 0
|  |  |  | 2.0365 | 20.3649 | 0 | 0 | 0 | 0 | 0 | 0 | 0.173 | 0 | 20.365 | 20.365 | 0 | 0 | 0 | 0 | 0 | 0 | 0 | 0 | 0 | [74 empty] | 0 | 0
|  |  |  | 1.9801 | 19.8009 | 0 | 0 | 0 | 0 | 0 | 0 | 0.173 | 0 | 19.801 | 19.801 | 0 | 0 | 0 | 0 | 0 | 0 | 0 | 0 | 0 | [74 empty] | 0 | 0
|  |  |  | 1.6956 | 16.9557 | 0 | 0 | 0 | 0 | 0 | 0 | 0.173 | 0 | 16.956 | 16.185 | 0 | 0.771 | 0 | 0 | 0.771 | 0 | 0 | 0 | 0 | [74 empty] | 0 | 0
|  |  |  | 1.697 | 16.9697 | 0 | 0 | 0 | 0 | 0 | 0 | 0.173 | 0 | 16.97 | 1.105 | 0 | 15.865 | 0 | 0 | 15.865 | 0 | 0 | 0 | 0 | [74 empty] | 9 | 0
|  |  |  | 1.6991 | 16.9913 | 0 | 0 | 0 | 0 | 0 | 0 | 0.173 | 0 | 16.991 | 0 | 0 | 31.046 | 0 | 14.054 | 16.992 | 0 | 0 | 0 | 0 | [74 empty] | 8 | 0
|  |  |  | 1.7001 | 17.0009 | 0 | 0 | 0 | 0 | 0 | 0 | 0.173 | 0 | 17.001 | 0 | 0 | 63.749 | 0 | 46.748 | 17.001 | 0 | 0 | 0 | 0 | [74 empty] | 7 | 0
|  |  |  | 1.8406 | 18.4056 | 0 | 0 | 0 | 0 | 0 | 0 | 0.173 | 0 | 18.406 | 0 | 0 | 72.459 | 0 | 54.053 | 18.406 | 0 | 0 | 0 | 0 | [74 empty] | 6 | 0
|  |  |  | 1.8445 | 18.4453 | 0 | 0 | 0 | 0 | 0 | 0 | 0.173 | 0 | 18.445 | 0 | 0 | 74.684 | 0 | 56.239 | 18.445 | 0 | 0 | 0 | 0 | [74 empty] | 5 | 0
|  |  |  | 1.7334 | 17.3342 | 0 | 0 | 0 | 0 | 0 | 0 | 0.173 | 0 | 17.334 | 0 | 0 | 28.254 | 0 | 10.919 | 17.335 | 0 | 0 | 0 | 0 | [74 empty] | 4 | 0
|  |  |  | 1.6989 | 16.9886 | 0 | 0 | 0 | 0 | 0 | 0 | 0.173 | 0 | 16.989 | 0 | 0 | 20.358 | 0 | 3.369 | 16.989 | 0 | 0 | 0 | 0 | [74 empty] | 3 | 0
|  |  |  | 1.6981 | 16.9814 | 0 | 0 | 0 | 0 | 0 | 0 | 0.173 | 0 | 16.981 | 0 | 0 | 30.566 | 0 | 13.584 | 16.982 | 0 | 0 | 0 | 0 | [74 empty] | 2 | 0
|  |  |  | 1.6948 | 16.948 | 0 | 0 | 0 | 0 | 0 | 0 | 0.173 | 0 | 16.948 | 5.446 | 0 | 11.502 | 0 | 0 | 11.502 | 0 | 0 | 0 | 0 | [74 empty] | 1 | 0
|  |  |  | 1.977 | 19.7697 | 0 | 0 | 0 | 0 | 0 | 0 | 0.173 | 0 | 19.77 | 19.77 | 0 | 0 | 0 | 0 | 0 | 0 | 0 | 0 | 0 | [74 empty] | 0 | 0
|  |  |  | 2.0333 | 20.3331 | 0 | 0 | 0 | 0 | 0 | 0 | 0.173 | 0 | 20.333 | 20.333 | 0 | 0 | 0 | 0 | 0 | 0 | 0 | 0 | 0 | [74 empty] | 0 | 0
|  |  |  | 2.0403 | 20.4028 | 0 | 0 | 0 | 0 | 0 | 0 | 0.173 | 0 | 20.403 | 20.403 | 0 | 0 | 0 | 0 | 0 | 0 | 0 | 0 | 0 | [74 empty] | 0 | 0
|  |  |  | 2.0396 | 20.3957 | 0 | 0 | 0 | 0 | 0 | 0 | 0.173 | 0 | 20.396 | 20.396 | 0 | 0 | 0 | 0 | 0 | 0 | 0 | 0 | 0 | [74 empty] | 0 | 0
|  |  |  | 2.0362 | 20.3618 | 0 | 0 | 0 | 0 | 0 | 0 | 0.173 | 0 | 20.362 | 20.362 | 0 | 0 | 0 | 0 | 0 | 0 | 0 | 0 | 0 | [74 empty] | 0 | 0
|  |  |  | 2.0308 | 20.3083 | 0 | 0 | 0 | 0 | 0 | 0 | 0.173 | 0 | 20.308 | 20.308 | 0 | 0 | 0 | 0 | 0 | 0 | 0 | 0 | 0 | [74 empty] | 0 | 0
|  |  |  | 2.0438 | 20.438 | 0 | 0 | 0 | 0 | 0 | 0 | 0.173 | 0 | 20.438 | 20.438 | 0 | 0 | 0 | 0 | 0 | 0 | 0 | 0 | 0 | [74 empty] | 0 | 0
|  |  |  | 2.0297 | 20.2974 | 0 | 0 | 0 | 0 | 0 | 0 | 0.173 | 0 | 20.297 | 20.297 | 0 | 0 | 0 | 0 | 0 | 0 | 0 | 0 | 0 | [74 empty] | 0 | 0
|  |  |  | 2.0297 | 20.2969 | 0 | 0 | 0 | 0 | 0 | 0 | 0.173 | 0 | 20.297 | 20.297 | 0 | 0 | 0 | 0 | 0 | 0 | 0 | 0 | 0 | [74 empty] | 0 | 0
|  |  |  | 2.0296 | 20.2956 | 0 | 0 | 0 | 0 | 0 | 0 | 0.173 | 0 | 20.296 | 20.296 | 0 | 0 | 0 | 0 | 0 | 0 | 0 | 0 | 0 | [74 empty] | 0 | 0
|  |  |  | 2.0294 | 20.2936 | 0 | 0 | 0 | 0 | 0 | 0 | 0.173 | 0 | 20.294 | 20.294 | 0 | 0 | 0 | 0 | 0 | 0 | 0 | 0 | 0 | [74 empty] | 0 | 0
|  |  |  | 2.0358 | 20.358 | 0 | 0 | 0 | 0 | 0 | 0 | 0.173 | 0 | 20.358 | 20.358 | 0 | 0 | 0 | 0 | 0 | 0 | 0 | 0 | 0 | [74 empty] | 0 | 0
|  |  |  | 2.0352 | 20.352 | 0 | 0 | 0 | 0 | 0 | 0 | 0.173 | 0 | 20.352 | 20.352 | 0 | 0 | 0 | 0 | 0 | 0 | 0 | 0 | 0 | [74 empty] | 0 | 0
|  |  |  | 3.167 | 31.6696 | 0 | 0 | 0 | 0 | 0 | 0 | 0.173 | 0 | 31.67 | 31.67 | 0 | 0 | 0 | 0 | 0 | 0 | 0 | 0 | 0 | [74 empty] | 0 | 0
|  |  |  | 6.215 | 62.1496 | 0 | 0 | 0 | 0 | 0 | 0 | 0.173 | 0 | 62.15 | 61.801 | 0 | 0.349 | 0 | 0 | 0.349 | 0 | 0 | 0 | 0 | [74 empty] | 0 | 0
|  |  |  | 7.6468 | 76.4679 | 0 | 0 | 0 | 0 | 0 | 0 | 0.173 | 0 | 76.468 | 66.551 | 0 | 9.917 | 0 | 0 | 9.917 | 0 | 0 | 0 | 0 | [74 empty] | 8 | 0
|  |  |  | 7.7107 | 77.107 | 0 | 0 | 0 | 0 | 0 | 0 | 0.173 | 0 | 77.107 | 64.267 | 0 | 12.84 | 0 | 0 | 12.84 | 0 | 0 | 0 | 0 | [74 empty] | 7 | 0
|  |  |  | 7.9268 | 79.2685 | 0 | 0 | 0 | 0 | 0 | 0 | 0.173 | 0 | 79.268 | 51.669 | 0 | 27.599 | 0 | 0 | 27.599 | 0 | 0 | 0 | 0 | [74 empty] | 6 | 0
|  |  |  | 8.1567 | 81.5667 | 0 | 0 | 0 | 0 | 0 | 0 | 0.173 | 0 | 81.567 | 65.048 | 0 | 16.519 | 0 | 0 | 16.519 | 0 | 0 | 0 | 0 | [74 empty] | 5 | 0
|  |  |  | 8.2318 | 82.318 | 0 | 0 | 0 | 0 | 0 | 0 | 0.173 | 0 | 82.318 | 60.593 | 0 | 21.725 | 0 | 0 | 21.725 | 0 | 0 | 0 | 0 | [74 empty] | 4 | 0
|  |  |  | 8.1761 | 81.7614 | 0 | 0 | 0 | 0 | 0 | 0 | 0.173 | 0 | 81.761 | 64.312 | 0 | 17.45 | 0 | 0 | 17.45 | 0 | 0 | 0 | 0 | [74 empty] | 3 | 0
|  |  |  | 8.0587 | 80.5874 | 0 | 0 | 0 | 0 | 0 | 0 | 0.173 | 0 | 80.587 | 64.737 | 0 | 15.85 | 0 | 0 | 15.85 | 0 | 0 | 0 | 0 | [74 empty] | 2 | 0
|  |  |  | 7.8105 | 78.1054 | 0 | 0 | 0 | 0 | 0 | 0 | 0.173 | 0 | 78.105 | 58.925 | 0 | 19.18 | 0 | 0 | 19.18 | 0 | 0 | 0 | 0 | [74 empty] | 1 | 0
|  |  |  | 7.6099 | 76.0991 | 0 | 0 | 0 | 0 | 0 | 0 | 0.173 | 0 | 76.099 | 73.031 | 0 | 3.068 | 0 | 0 | 3.068 | 0 | 0 | 0 | 0 | [74 empty] | 0 | 0
|  |  |  | 6.522 | 65.2201 | 0 | 0 | 0 | 0 | 0 | 0 | 0.173 | 0 | 65.22 | 65.22 | 0 | 0 | 0 | 0 | 0 | 0 | 0 | 0 | 0 | [74 empty] | 0 | 0
|  |  |  | 6.5496 | 65.4962 | 0 | 0 | 0 | 0 | 0 | 0 | 0.173 | 0 | 65.496 | 65.496 | 0 | 0 | 0 | 0 | 0 | 0 | 0 | 0 | 0 | [74 empty] | 0 | 0
|  |  |  | 6.5562 | 65.5618 | 0 | 0 | 0 | 0 | 0 | 0 | 0.173 | 0 | 65.562 | 65.562 | 0 | 0 | 0 | 0 | 0 | 0 | 0 | 0 | 0 | [74 empty] | 0 | 0
|  |  |  | 6.5557 | 65.557 | 0 | 0 | 0 | 0 | 0 | 0 | 0.173 | 0 | 65.557 | 65.557 | 0 | 0 | 0 | 0 | 0 | 0 | 0 | 0 | 0 | [74 empty] | 0 | 0
|  |  |  | 2.035 | 20.3502 | 0 | 0 | 0 | 0 | 0 | 0 | 0.173 | 0 | 20.35 | 20.35 | 0 | 0 | 0 | 0 | 0 | 0 | 0 | 0 | 0 | [74 empty] | 0 | 0
|  |  |  | 2.0308 | 20.3084 | 0 | 0 | 0 | 0 | 0 | 0 | 0.173 | 0 | 20.308 | 20.308 | 0 | 0 | 0 | 0 | 0 | 0 | 0 | 0 | 0 | [74 empty] | 0 | 0
|  |  |  | 2.045 | 20.4501 | 0 | 0 | 0 | 0 | 0 | 0 | 0.173 | 0 | 20.45 | 20.45 | 0 | 0 | 0 | 0 | 0 | 0 | 0 | 0 | 0 | [74 empty] | 0 | 0
|  |  |  | 2.0303 | 20.3032 | 0 | 0 | 0 | 0 | 0 | 0 | 0.173 | 0 | 20.303 | 20.303 | 0 | 0 | 0 | 0 | 0 | 0 | 0 | 0 | 0 | [74 empty] | 0 | 0
|  |  |  | 2.0301 | 20.3005 | 0 | 0 | 0 | 0 | 0 | 0 | 0.173 | 0 | 20.301 | 20.301 | 0 | 0 | 0 | 0 | 0 | 0 | 0 | 0 | 0 | [74 empty] | 0 | 0
|  |  |  | 2.0299 | 20.2986 | 0 | 0 | 0 | 0 | 0 | 0 | 0.173 | 0 | 20.299 | 20.299 | 0 | 0 | 0 | 0 | 0 | 0 | 0 | 0 | 0 | [74 empty] | 0 | 0
|  |  |  | 2.0296 | 20.2957 | 0 | 0 | 0 | 0 | 0 | 0 | 0.173 | 0 | 20.296 | 20.296 | 0 | 0 | 0 | 0 | 0 | 0 | 0 | 0 | 0 | [74 empty] | 0 | 0
|  |  |  | 2.0622 | 20.6219 | 0 | 0 | 0 | 0 | 0 | 0 | 0.173 | 0 | 20.622 | 20.622 | 0 | 0 | 0 | 0 | 0 | 0 | 0 | 0 | 0 | [74 empty] | 0 | 0
|  |  |  | 2.057 | 20.5695 | 0 | 0 | 0 | 0 | 0 | 0 | 0.173 | 0 | 20.569 | 20.569 | 0 | 0 | 0 | 0 | 0 | 0 | 0 | 0 | 0 | [74 empty] | 0 | 0
|  |  |  | 3.1796 | 31.7962 | 0 | 0 | 0 | 0 | 0 | 0 | 0.173 | 0 | 31.796 | 31.796 | 0 | 0 | 0 | 0 | 0 | 0 | 0 | 0 | 0 | [74 empty] | 0 | 0
|  |  |  | 6.2153 | 62.1527 | 0 | 0 | 0 | 0 | 0 | 0 | 0.173 | 0 | 62.153 | 61.644 | 0 | 0.509 | 0 | 0 | 0.509 | 0 | 0 | 0 | 0 | [74 empty] | 0 | 0
|  |  |  | 7.6469 | 76.4688 | 0 | 0 | 0 | 0 | 0 | 0 | 0.173 | 0 | 76.469 | 66.508 | 0 | 9.961 | 0 | 0 | 9.961 | 0 | 0 | 0 | 0 | [74 empty] | 9 | 0
|  |  |  | 7.6959 | 76.9587 | 0 | 0 | 0 | 0 | 0 | 0 | 0.173 | 0 | 76.959 | 40.111 | 0 | 36.848 | 0 | 0 | 36.848 | 0 | 0 | 0 | 0 | [74 empty] | 8 | 0
|  |  |  | 7.9802 | 79.8022 | 0 | 0 | 0 | 0 | 0 | 0 | 0.173 | 0 | 79.802 | 31.307 | 0 | 48.495 | 0 | 0 | 48.495 | 0 | 0 | 0 | 0 | [74 empty] | 7 | 0
|  |  |  | 8.1103 | 81.1028 | 0 | 0 | 0 | 0 | 0 | 0 | 0.173 | 0 | 81.103 | 52.791 | 0 | 28.312 | 0 | 0 | 28.312 | 0 | 0 | 0 | 0 | [74 empty] | 6 | 0
|  |  |  | 8.0523 | 80.5225 | 0 | 0 | 0 | 0 | 0 | 0 | 0.173 | 0 | 80.522 | 39.269 | 0 | 41.254 | 0 | 0 | 41.254 | 0 | 0 | 0 | 0 | [74 empty] | 5 | 0
|  |  |  | 8.0623 | 80.6226 | 0 | 0 | 0 | 0 | 0 | 0 | 0.173 | 0 | 80.623 | 35.472 | 0 | 45.151 | 0 | 0 | 45.151 | 0 | 0 | 0 | 0 | [74 empty] | 4 | 0
|  |  |  | 8.0836 | 80.8362 | 0 | 0 | 0 | 0 | 0 | 0 | 0.173 | 0 | 80.836 | 30.32 | 0 | 50.516 | 0 | 0 | 50.516 | 0 | 0 | 0 | 0 | [74 empty] | 3 | 0
|  |  |  | 7.8312 | 78.312 | 0 | 0 | 0 | 0 | 0 | 0 | 0.173 | 0 | 78.312 | 44.038 | 0 | 34.274 | 0 | 0 | 34.274 | 0 | 0 | 0 | 0 | [74 empty] | 2 | 0
|  |  |  | 7.5826 | 75.826 | 0 | 0 | 0 | 0 | 0 | 0 | 0.173 | 0 | 75.826 | 55.177 | 0 | 20.649 | 0 | 0 | 20.649 | 0 | 0 | 0 | 0 | [74 empty] | 1 | 0
|  |  |  | 6.5142 | 65.1418 | 0 | 0 | 0 | 0 | 0 | 0 | 0.173 | 0 | 65.142 | 65.142 | 0 | 0 | 0 | 0 | 0 | 0 | 0 | 0 | 0 | [74 empty] | 0 | 0
|  |  |  | 6.5495 | 65.4953 | 0 | 0 | 0 | 0 | 0 | 0 | 0.173 | 0 | 65.495 | 65.495 | 0 | 0 | 0 | 0 | 0 | 0 | 0 | 0 | 0 | [74 empty] | 0 | 0
|  |  |  | 6.5491 | 65.4913 | 0 | 0 | 0 | 0 | 0 | 0 | 0.173 | 0 | 65.491 | 65.491 | 0 | 0 | 0 | 0 | 0 | 0 | 0 | 0 | 0 | [74 empty] | 0 | 0
|  |  |  | 6.5491 | 65.4913 | 0 | 0 | 0 | 0 | 0 | 0 | 0.173 | 0 | 65.491 | 65.491 | 0 | 0 | 0 | 0 | 0 | 0 | 0 | 0 | 0 | [74 empty] | 0 | 0
|  |  |  | 2.0299 | 20.2994 | 0 | 0 | 0 | 0 | 0 | 0 | 0.173 | 0 | 20.299 | 20.299 | 0 | 0 | 0 | 0 | 0 | 0 | 0 | 0 | 0 | [74 empty] | 0 | 0
|  |  |  | 2.0309 | 20.3085 | 0 | 0 | 0 | 0 | 0 | 0 | 0.173 | 0 | 20.308 | 20.308 | 0 | 0 | 0 | 0 | 0 | 0 | 0 | 0 | 0 | [74 empty] | 0 | 0
|  |  |  | 2.0455 | 20.4548 | 0 | 0 | 0 | 0 | 0 | 0 | 0.173 | 0 | 20.455 | 20.455 | 0 | 0 | 0 | 0 | 0 | 0 | 0 | 0 | 0 | [74 empty] | 0 | 0
|  |  |  | 2.0313 | 20.3132 | 0 | 0 | 0 | 0 | 0 | 0 | 0.173 | 0 | 20.313 | 20.313 | 0 | 0 | 0 | 0 | 0 | 0 | 0 | 0 | 0 | [74 empty] | 0 | 0
|  |  |  | 2.0314 | 20.3137 | 0 | 0 | 0 | 0 | 0 | 0 | 0.173 | 0 | 20.314 | 20.314 | 0 | 0 | 0 | 0 | 0 | 0 | 0 | 0 | 0 | [74 empty] | 0 | 0
|  |  |  | 2.0314 | 20.314 | 0 | 0 | 0 | 0 | 0 | 0 | 0.173 | 0 | 20.314 | 20.314 | 0 | 0 | 0 | 0 | 0 | 0 | 0 | 0 | 0 | [74 empty] | 0 | 0
|  |  |  | 2.0314 | 20.3139 | 0 | 0 | 0 | 0 | 0 | 0 | 0.173 | 0 | 20.314 | 20.314 | 0 | 0 | 0 | 0 | 0 | 0 | 0 | 0 | 0 | [74 empty] | 0 | 0
|  |  |  | 2.0384 | 20.3837 | 0 | 0 | 0 | 0 | 0 | 0 | 0.173 | 0 | 20.384 | 20.384 | 0 | 0 | 0 | 0 | 0 | 0 | 0 | 0 | 0 | [74 empty] | 0 | 0
|  |  |  | 2.0377 | 20.377 | 0 | 0 | 0 | 0 | 0 | 0 | 0.173 | 0 | 20.377 | 20.377 | 0 | 0 | 0 | 0 | 0 | 0 | 0 | 0 | 0 | [74 empty] | 0 | 0
|  |  |  | 3.163 | 31.6304 | 0 | 0 | 0 | 0 | 0 | 0 | 0.173 | 0 | 31.63 | 31.63 | 0 | 0 | 0 | 0 | 0 | 0 | 0 | 0 | 0 | [74 empty] | 0 | 0
|  |  |  | 6.2132 | 62.1317 | 0 | 0 | 0 | 0 | 0 | 0 | 0.173 | 0 | 62.132 | 59.82 | 0 | 2.312 | 0 | 0 | 2.312 | 0 | 0 | 0 | 0 | [74 empty] | 0 | 0
|  |  |  | 7.6774 | 76.7737 | 0 | 0 | 0 | 0 | 0 | 0 | 0.173 | 0 | 76.774 | 61.04 | 0 | 15.734 | 0 | 0 | 15.734 | 0 | 0 | 0 | 0 | [74 empty] | 9 | 0
|  |  |  | 7.7072 | 77.0715 | 0 | 0 | 0 | 0 | 0 | 0 | 0.173 | 0 | 77.071 | 40.617 | 0 | 36.455 | 0 | 0 | 36.455 | 0 | 0 | 0 | 0 | [74 empty] | 8 | 0
|  |  |  | 7.8293 | 78.2928 | 0 | 0 | 0 | 0 | 0 | 0 | 0.173 | 0 | 78.293 | 18.223 | 0 | 60.07 | 0 | 0 | 60.07 | 0 | 0 | 0 | 0 | [74 empty] | 7 | 0
|  |  |  | 7.9013 | 79.0133 | 0 | 0 | 0 | 0 | 0 | 0 | 0.173 | 0 | 79.013 | 15.526 | 0 | 63.487 | 0 | 0 | 63.487 | 0 | 0 | 0 | 0 | [74 empty] | 6 | 0
|  |  |  | 7.9263 | 79.2627 | 0 | 0 | 0 | 0 | 0 | 0 | 0.173 | 0 | 79.263 | 10.701 | 0 | 68.562 | 0 | 0 | 68.562 | 0 | 0 | 0 | 0 | [74 empty] | 5 | 0
|  |  |  | 7.8795 | 78.795 | 0 | 0 | 0 | 0 | 0 | 0 | 0.173 | 0 | 78.795 | 16.166 | 0 | 62.629 | 0 | 0 | 62.629 | 0 | 0 | 0 | 0 | [74 empty] | 4 | 0
|  |  |  | 7.9247 | 79.2467 | 0 | 0 | 0 | 0 | 0 | 0 | 0.173 | 0 | 79.247 | 26.607 | 0 | 52.639 | 0 | 0 | 52.639 | 0 | 0 | 0 | 0 | [74 empty] | 3 | 0
|  |  |  | 7.8715 | 78.7145 | 0 | 0 | 0 | 0 | 0 | 0 | 0.173 | 0 | 78.714 | 40.282 | 0 | 38.433 | 0 | 0 | 38.433 | 0 | 0 | 0 | 0 | [74 empty] | 2 | 0
|  |  |  | 7.7109 | 77.1088 | 0 | 0 | 0 | 0 | 0 | 0 | 0.173 | 0 | 77.109 | 59.15 | 0 | 17.958 | 0 | 0 | 17.958 | 0 | 0 | 0 | 0 | [74 empty] | 1 | 0
|  |  |  | 6.64 | 66.4001 | 0 | 0 | 0 | 0 | 0 | 0 | 0.173 | 0 | 66.4 | 66.4 | 0 | 0 | 0 | 0 | 0 | 0 | 0 | 0 | 0 | [74 empty] | 0 | 0
|  |  |  | 6.6658 | 66.6577 | 0 | 0 | 0 | 0 | 0 | 0 | 0.173 | 0 | 66.658 | 66.658 | 0 | 0 | 0 | 0 | 0 | 0 | 0 | 0 | 0 | [74 empty] | 0 | 0
|  |  |  | 6.666 | 66.6596 | 0 | 0 | 0 | 0 | 0 | 0 | 0.173 | 0 | 66.66 | 66.66 | 0 | 0 | 0 | 0 | 0 | 0 | 0 | 0 | 0 | [74 empty] | 0 | 0
|  |  |  | 6.6664 | 66.6636 | 0 | 0 | 0 | 0 | 0 | 0 | 0.173 | 0 | 66.664 | 66.664 | 0 | 0 | 0 | 0 | 0 | 0 | 0 | 0 | 0 | [74 empty] | 0 | 0
|  |  |  | 2.0355 | 20.3552 | 0 | 0 | 0 | 0 | 0 | 0 | 0.173 | 0 | 20.355 | 20.355 | 0 | 0 | 0 | 0 | 0 | 0 | 0 | 0 | 0 | [74 empty] | 0 | 0
|  |  |  | 2.0313 | 20.3129 | 0 | 0 | 0 | 0 | 0 | 0 | 0.173 | 0 | 20.313 | 20.313 | 0 | 0 | 0 | 0 | 0 | 0 | 0 | 0 | 0 | [74 empty] | 0 | 0
|  |  |  | 2.0459 | 20.4589 | 0 | 0 | 0 | 0 | 0 | 0 | 0.173 | 0 | 20.459 | 20.459 | 0 | 0 | 0 | 0 | 0 | 0 | 0 | 0 | 0 | [74 empty] | 0 | 0
|  |  |  | 2.0318 | 20.3175 | 0 | 0 | 0 | 0 | 0 | 0 | 0.173 | 0 | 20.317 | 20.317 | 0 | 0 | 0 | 0 | 0 | 0 | 0 | 0 | 0 | [74 empty] | 0 | 0
|  |  |  | 2.0316 | 20.3163 | 0 | 0 | 0 | 0 | 0 | 0 | 0.173 | 0 | 20.316 | 20.316 | 0 | 0 | 0 | 0 | 0 | 0 | 0 | 0 | 0 | [74 empty] | 0 | 0
|  |  |  | 2.0315 | 20.315 | 0 | 0 | 0 | 0 | 0 | 0 | 0.173 | 0 | 20.315 | 20.315 | 0 | 0 | 0 | 0 | 0 | 0 | 0 | 0 | 0 | [74 empty] | 0 | 0
|  |  |  | 2.0314 | 20.3145 | 0 | 0 | 0 | 0 | 0 | 0 | 0.173 | 0 | 20.314 | 20.314 | 0 | 0 | 0 | 0 | 0 | 0 | 0 | 0 | 0 | [74 empty] | 0 | 0
|  |  |  | 2.0384 | 20.3844 | 0 | 0 | 0 | 0 | 0 | 0 | 0.173 | 0 | 20.384 | 20.384 | 0 | 0 | 0 | 0 | 0 | 0 | 0 | 0 | 0 | [74 empty] | 0 | 0
|  |  |  | 2.0379 | 20.3791 | 0 | 0 | 0 | 0 | 0 | 0 | 0.173 | 0 | 20.379 | 20.379 | 0 | 0 | 0 | 0 | 0 | 0 | 0 | 0 | 0 | [74 empty] | 0 | 0
|  |  |  | 3.2191 | 32.1908 | 0 | 0 | 0 | 0 | 0 | 0 | 0.173 | 0 | 32.191 | 32.191 | 0 | 0 | 0 | 0 | 0 | 0 | 0 | 0 | 0 | [74 empty] | 0 | 0
|  |  |  | 6.2636 | 62.6357 | 0 | 0 | 0 | 0 | 0 | 0 | 0.173 | 0 | 62.636 | 61.589 | 0 | 1.047 | 0 | 0 | 1.047 | 0 | 0 | 0 | 0 | [74 empty] | 0 | 0
|  |  |  | 7.6967 | 76.967 | 0 | 0 | 0 | 0 | 0 | 0 | 0.173 | 0 | 76.967 | 60.506 | 0 | 16.461 | 0 | 0 | 16.461 | 0 | 0 | 0 | 0 | [74 empty] | 9 | 0
|  |  |  | 7.6989 | 76.9889 | 0 | 0 | 0 | 0 | 0 | 0 | 0.173 | 0 | 76.989 | 38.309 | 0 | 38.68 | 0 | 0 | 38.68 | 0 | 0 | 0 | 0 | [74 empty] | 8 | 0
|  |  |  | 7.8688 | 78.6879 | 0 | 0 | 0 | 0 | 0 | 0 | 0.173 | 0 | 78.688 | 31.458 | 0 | 47.23 | 0 | 0 | 47.23 | 0 | 0 | 0 | 0 | [74 empty] | 7 | 0
|  |  |  | 7.9695 | 79.6949 | 0 | 0 | 0 | 0 | 0 | 0 | 0.173 | 0 | 79.695 | 7.032 | 0 | 72.663 | 0 | 0 | 72.663 | 0 | 0 | 0 | 0 | [74 empty] | 6 | 0
|  |  |  | 7.9952 | 79.9516 | 0 | 0 | 0 | 0 | 0 | 0 | 0.173 | 0 | 79.952 | 21.627 | 0 | 58.325 | 0 | 0 | 58.325 | 0 | 0 | 0 | 0 | [74 empty] | 5 | 0
|  |  |  | 7.9131 | 79.1307 | 0 | 0 | 0 | 0 | 0 | 0 | 0.173 | 0 | 79.131 | 24.368 | 0 | 54.762 | 0 | 0 | 54.762 | 0 | 0 | 0 | 0 | [74 empty] | 4 | 0
|  |  |  | 7.8677 | 78.6769 | 0 | 0 | 0 | 0 | 0 | 0 | 0.173 | 0 | 78.677 | 30.284 | 0 | 48.393 | 0 | 0 | 48.393 | 0 | 0 | 0 | 0 | [74 empty] | 3 | 0
|  |  |  | 7.6823 | 76.8235 | 0 | 0 | 0 | 0 | 0 | 0 | 0.173 | 0 | 76.823 | 41.474 | 0 | 35.35 | 0 | 0 | 35.35 | 0 | 0 | 0 | 0 | [74 empty] | 2 | 0
|  |  |  | 7.5337 | 75.3372 | 0 | 0 | 0 | 0 | 0 | 0 | 0.173 | 0 | 75.337 | 63.152 | 0 | 12.186 | 0 | 0 | 12.186 | 0 | 0 | 0 | 0 | [74 empty] | 1 | 0
|  |  |  | 6.5518 | 65.5176 | 0 | 0 | 0 | 0 | 0 | 0 | 0.173 | 0 | 65.518 | 65.518 | 0 | 0 | 0 | 0 | 0 | 0 | 0 | 0 | 0 | [74 empty] | 0 | 0
|  |  |  | 6.5677 | 65.6767 | 0 | 0 | 0 | 0 | 0 | 0 | 0.173 | 0 | 65.677 | 65.677 | 0 | 0 | 0 | 0 | 0 | 0 | 0 | 0 | 0 | [74 empty] | 0 | 0
|  |  |  | 6.556 | 65.5602 | 0 | 0 | 0 | 0 | 0 | 0 | 0.173 | 0 | 65.56 | 65.56 | 0 | 0 | 0 | 0 | 0 | 0 | 0 | 0 | 0 | [74 empty] | 0 | 0
|  |  |  | 6.5556 | 65.5558 | 0 | 0 | 0 | 0 | 0 | 0 | 0.173 | 0 | 65.556 | 65.556 | 0 | 0 | 0 | 0 | 0 | 0 | 0 | 0 | 0 | [74 empty] | 0 | 0
|  |  |  | 2.0343 | 20.343 | 0 | 0 | 0 | 0 | 0 | 0 | 0.173 | 0 | 20.343 | 20.343 | 0 | 0 | 0 | 0 | 0 | 0 | 0 | 0 | 0 | [74 empty] | 0 | 0
|  |  |  | 2.0303 | 20.303 | 0 | 0 | 0 | 0 | 0 | 0 | 0.173 | 0 | 20.303 | 20.303 | 0 | 0 | 0 | 0 | 0 | 0 | 0 | 0 | 0 | [74 empty] | 0 | 0
|  |  |  | 2.045 | 20.4498 | 0 | 0 | 0 | 0 | 0 | 0 | 0.173 | 0 | 20.45 | 20.45 | 0 | 0 | 0 | 0 | 0 | 0 | 0 | 0 | 0 | [74 empty] | 0 | 0
|  |  |  | 2.0305 | 20.3051 | 0 | 0 | 0 | 0 | 0 | 0 | 0.173 | 0 | 20.305 | 20.305 | 0 | 0 | 0 | 0 | 0 | 0 | 0 | 0 | 0 | [74 empty] | 0 | 0
|  |  |  | 2.03 | 20.2996 | 0 | 0 | 0 | 0 | 0 | 0 | 0.173 | 0 | 20.3 | 20.3 | 0 | 0 | 0 | 0 | 0 | 0 | 0 | 0 | 0 | [74 empty] | 0 | 0
|  |  |  | 2.0297 | 20.2969 | 0 | 0 | 0 | 0 | 0 | 0 | 0.173 | 0 | 20.297 | 20.297 | 0 | 0 | 0 | 0 | 0 | 0 | 0 | 0 | 0 | [74 empty] | 0 | 0
|  |  |  | 2.0294 | 20.2943 | 0 | 0 | 0 | 0 | 0 | 0 | 0.173 | 0 | 20.294 | 20.294 | 0 | 0 | 0 | 0 | 0 | 0 | 0 | 0 | 0 | [74 empty] | 0 | 0
|  |  |  | 2.0622 | 20.6221 | 0 | 0 | 0 | 0 | 0 | 0 | 0.173 | 0 | 20.622 | 20.622 | 0 | 0 | 0 | 0 | 0 | 0 | 0 | 0 | 0 | [74 empty] | 0 | 0
|  |  |  | 2.0568 | 20.5681 | 0 | 0 | 0 | 0 | 0 | 0 | 0.173 | 0 | 20.568 | 20.568 | 0 | 0 | 0 | 0 | 0 | 0 | 0 | 0 | 0 | [74 empty] | 0 | 0
|  |  |  | 3.19 | 31.9001 | 0 | 0 | 0 | 0 | 0 | 0 | 0.173 | 0 | 31.9 | 31.9 | 0 | 0 | 0 | 0 | 0 | 0 | 0 | 0 | 0 | [74 empty] | 0 | 0
|  |  |  | 6.2257 | 62.2573 | 0 | 0 | 0 | 0 | 0 | 0 | 0.173 | 0 | 62.257 | 58.258 | 0 | 3.999 | 0 | 0 | 3.999 | 0 | 0 | 0 | 0 | [74 empty] | 0 | 0
|  |  |  | 7.6481 | 76.4814 | 0 | 0 | 0 | 0 | 0 | 0 | 0.173 | 0 | 76.481 | 49.973 | 0 | 26.509 | 0 | 0 | 26.509 | 0 | 0 | 0 | 0 | [74 empty] | 9 | 0
|  |  |  | 7.688 | 76.8798 | 0 | 0 | 0 | 0 | 0 | 0 | 0.173 | 0 | 76.88 | 26.974 | 0 | 49.906 | 0 | 0 | 49.906 | 0 | 0 | 0 | 0 | [74 empty] | 8 | 0
|  |  |  | 8.0704 | 80.7037 | 0 | 0 | 0 | 0 | 0 | 0 | 0.173 | 0 | 80.704 | 14.381 | 0 | 66.323 | 0 | 0 | 66.323 | 0 | 0 | 0 | 0 | [74 empty] | 7 | 0
|  |  |  | 8.3021 | 83.0208 | 0 | 0 | 0 | 0 | 0 | 0 | 0.173 | 0 | 83.021 | 7.072 | 0 | 75.949 | 0 | 0 | 75.949 | 0 | 0 | 0 | 0 | [74 empty] | 6 | 0
|  |  |  | 8.4491 | 84.4914 | 0 | 0 | 0 | 0 | 0 | 0 | 0.173 | 0 | 84.491 | 6.521 | 0 | 77.97 | 0 | 0 | 77.97 | 0 | 0 | 0 | 0 | [74 empty] | 5 | 0
|  |  |  | 8.41 | 84.0996 | 0 | 0 | 0 | 0 | 0 | 0 | 0.173 | 0 | 84.1 | 10.652 | 0 | 73.448 | 0 | 0 | 73.448 | 0 | 0 | 0 | 0 | [74 empty] | 4 | 0
|  |  |  | 8.3643 | 83.6434 | 0 | 0 | 0 | 0 | 0 | 0 | 0.173 | 0 | 83.643 | 21.392 | 0 | 62.251 | 0 | 0 | 62.251 | 0 | 0 | 0 | 0 | [74 empty] | 3 | 0
|  |  |  | 8.1944 | 81.9436 | 0 | 0 | 0 | 0 | 0 | 0 | 0.173 | 0 | 81.944 | 37.985 | 0 | 43.958 | 0 | 0 | 43.958 | 0 | 0 | 0 | 0 | [74 empty] | 2 | 0
|  |  |  | 7.866 | 78.6598 | 0 | 0 | 0 | 0 | 0 | 0 | 0.173 | 0 | 78.66 | 65.5 | 0 | 13.16 | 0 | 0 | 13.16 | 0 | 0 | 0 | 0 | [74 empty] | 1 | 0
|  |  |  | 6.7752 | 67.7516 | 0 | 0 | 0 | 0 | 0 | 0 | 0.173 | 0 | 67.752 | 67.752 | 0 | 0 | 0 | 0 | 0 | 0 | 0 | 0 | 0 | [74 empty] | 0 | 0
|  |  |  | 6.6862 | 66.8621 | 0 | 0 | 0 | 0 | 0 | 0 | 0.173 | 0 | 66.862 | 66.862 | 0 | 0 | 0 | 0 | 0 | 0 | 0 | 0 | 0 | [74 empty] | 0 | 0
|  |  |  | 6.5589 | 65.5891 | 0 | 0 | 0 | 0 | 0 | 0 | 0.173 | 0 | 65.589 | 65.589 | 0 | 0 | 0 | 0 | 0 | 0 | 0 | 0 | 0 | [74 empty] | 0 | 0
|  |  |  | 6.5489 | 65.489 | 0 | 0 | 0 | 0 | 0 | 0 | 0.173 | 0 | 65.489 | 65.489 | 0 | 0 | 0 | 0 | 0 | 0 | 0 | 0 | 0 | [74 empty] | 0 | 0
|  |  |  | 2.0296 | 20.2963 | 0 | 0 | 0 | 0 | 0 | 0 | 0.173 | 0 | 20.296 | 20.296 | 0 | 0 | 0 | 0 | 0 | 0 | 0 | 0 | 0 | [74 empty] | 0 | 0
|  |  |  | 2.0303 | 20.3034 | 0 | 0 | 0 | 0 | 0 | 0 | 0.173 | 0 | 20.303 | 20.303 | 0 | 0 | 0 | 0 | 0 | 0 | 0 | 0 | 0 | [74 empty] | 0 | 0
|  |  |  | 2.0447 | 20.4467 | 0 | 0 | 0 | 0 | 0 | 0 | 0.173 | 0 | 20.447 | 20.447 | 0 | 0 | 0 | 0 | 0 | 0 | 0 | 0 | 0 | [74 empty] | 0 | 0
|  |  |  | 2.0298 | 20.2983 | 0 | 0 | 0 | 0 | 0 | 0 | 0.173 | 0 | 20.298 | 20.298 | 0 | 0 | 0 | 0 | 0 | 0 | 0 | 0 | 0 | [74 empty] | 0 | 0
|  |  |  | 2.0296 | 20.2961 | 0 | 0 | 0 | 0 | 0 | 0 | 0.173 | 0 | 20.296 | 20.296 | 0 | 0 | 0 | 0 | 0 | 0 | 0 | 0 | 0 | [74 empty] | 0 | 0
|  |  |  | 2.0295 | 20.2954 | 0 | 0 | 0 | 0 | 0 | 0 | 0.173 | 0 | 20.295 | 20.295 | 0 | 0 | 0 | 0 | 0 | 0 | 0 | 0 | 0 | [74 empty] | 0 | 0
|  |  |  | 2.0293 | 20.2933 | 0 | 0 | 0 | 0 | 0 | 0 | 0.173 | 0 | 20.293 | 20.293 | 0 | 0 | 0 | 0 | 0 | 0 | 0 | 0 | 0 | [74 empty] | 0 | 0
|  |  |  | 2.0359 | 20.3589 | 0 | 0 | 0 | 0 | 0 | 0 | 0.173 | 0 | 20.359 | 20.359 | 0 | 0 | 0 | 0 | 0 | 0 | 0 | 0 | 0 | [74 empty] | 0 | 0
|  |  |  | 2.0351 | 20.3509 | 0 | 0 | 0 | 0 | 0 | 0 | 0.173 | 0 | 20.351 | 20.351 | 0 | 0 | 0 | 0 | 0 | 0 | 0 | 0 | 0 | [74 empty] | 0 | 0
|  |  |  | 1.9787 | 19.7871 | 0 | 0 | 0 | 0 | 0 | 0 | 0.173 | 0 | 19.787 | 19.787 | 0 | 0 | 0 | 0 | 0 | 0 | 0 | 0 | 0 | [74 empty] | 0 | 0
|  |  |  | 1.6944 | 16.944 | 0 | 0 | 0 | 0 | 0 | 0 | 0.173 | 0 | 16.944 | 12.465 | 0 | 4.479 | 0 | 0 | 4.479 | 0 | 0 | 0 | 0 | [74 empty] | 10 | 0
|  |  |  | 1.6955 | 16.9551 | 0 | 0 | 0 | 0 | 0 | 0 | 0.173 | 0 | 16.955 | 0 | 0 | 26.887 | 0 | 9.932 | 16.955 | 0 | 0 | 0 | 0 | [74 empty] | 9 | 0
|  |  |  | 1.6974 | 16.9738 | 0 | 0 | 0 | 0 | 0 | 0 | 0.173 | 0 | 16.974 | 0 | 0 | 49.891 | 0 | 32.917 | 16.974 | 0 | 0 | 0 | 0 | [74 empty] | 8 | 0
|  |  |  | 1.6985 | 16.9848 | 0 | 0 | 0 | 0 | 0 | 0 | 0.173 | 0 | 16.985 | 0 | 0 | 67.195 | 0 | 50.21 | 16.985 | 0 | 0 | 0 | 0 | [74 empty] | 7 | 0
|  |  |  | 1.7123 | 17.1233 | 0 | 0 | 0 | 0 | 0 | 0 | 0.173 | 0 | 17.123 | 0 | 0 | 76.458 | 0 | 59.335 | 17.123 | 0 | 0 | 0 | 0 | [74 empty] | 6 | 0
|  |  |  | 1.967 | 19.6696 | 0 | 0 | 0 | 0 | 0 | 0 | 0.173 | 0 | 19.67 | 0 | 0 | 78.755 | 0 | 59.086 | 19.669 | 0 | 0 | 0 | 0 | [74 empty] | 5 | 0
|  |  |  | 1.9851 | 19.8506 | 0 | 0 | 0 | 0 | 0 | 0 | 0.173 | 0 | 19.851 | 0 | 0 | 74.189 | 0 | 54.339 | 19.85 | 0 | 0 | 0 | 0 | [74 empty] | 4 | 0
|  |  |  | 1.8224 | 18.2237 | 0 | 0 | 0 | 0 | 0 | 0 | 0.173 | 0 | 18.224 | 0 | 0 | 62.789 | 0 | 44.565 | 18.224 | 0 | 0 | 0 | 0 | [74 empty] | 3 | 0
|  |  |  | 1.7286 | 17.2855 | 0 | 0 | 0 | 0 | 0 | 0 | 0.173 | 0 | 17.285 | 0 | 0 | 44.438 | 0 | 27.153 | 17.285 | 0 | 0 | 0 | 0 | [74 empty] | 2 | 0
|  |  |  | 1.6954 | 16.9536 | 0 | 0 | 0 | 0 | 0 | 0 | 0.173 | 0 | 16.954 | 0 | 0 | 20.91 | 0 | 3.957 | 16.953 | 0 | 0 | 0 | 0 | [74 empty] | 1 | 0
|  |  |  | 1.921 | 19.2097 | 0 | 0 | 0 | 0 | 0 | 0 | 0.173 | 0 | 19.21 | 19.21 | 0 | 0 | 0 | 0 | 0 | 0 | 0 | 0 | 0 | [74 empty] | 0 | 0
|  |  |  | 2.0335 | 20.3352 | 0 | 0 | 0 | 0 | 0 | 0 | 0.173 | 0 | 20.335 | 20.335 | 0 | 0 | 0 | 0 | 0 | 0 | 0 | 0 | 0 | [74 empty] | 0 | 0
|  |  |  | 2.04 | 20.4005 | 0 | 0 | 0 | 0 | 0 | 0 | 0.173 | 0 | 20.4 | 20.4 | 0 | 0 | 0 | 0 | 0 | 0 | 0 | 0 | 0 | [74 empty] | 0 | 0
|  |  |  | 2.0394 | 20.3937 | 0 | 0 | 0 | 0 | 0 | 0 | 0.173 | 0 | 20.394 | 20.394 | 0 | 0 | 0 | 0 | 0 | 0 | 0 | 0 | 0 | [74 empty] | 0 | 0
|  |  |  | 2.036 | 20.3595 | 0 | 0 | 0 | 0 | 0 | 0 | 0.173 | 0 | 20.359 | 20.359 | 0 | 0 | 0 | 0 | 0 | 0 | 0 | 0 | 0 | [74 empty] | 0 | 0
|  |  |  | 2.0305 | 20.3051 | 0 | 0 | 0 | 0 | 0 | 0 | 0.173 | 0 | 20.305 | 20.305 | 0 | 0 | 0 | 0 | 0 | 0 | 0 | 0 | 0 | [74 empty] | 0 | 0
|  |  |  | 2.0437 | 20.4367 | 0 | 0 | 0 | 0 | 0 | 0 | 0.173 | 0 | 20.437 | 20.437 | 0 | 0 | 0 | 0 | 0 | 0 | 0 | 0 | 0 | [74 empty] | 0 | 0
|  |  |  | 2.0298 | 20.2979 | 0 | 0 | 0 | 0 | 0 | 0 | 0.173 | 0 | 20.298 | 20.298 | 0 | 0 | 0 | 0 | 0 | 0 | 0 | 0 | 0 | [74 empty] | 0 | 0
|  |  |  | 2.0297 | 20.2969 | 0 | 0 | 0 | 0 | 0 | 0 | 0.173 | 0 | 20.297 | 20.297 | 0 | 0 | 0 | 0 | 0 | 0 | 0 | 0 | 0 | [74 empty] | 0 | 0
|  |  |  | 2.0292 | 20.292 | 0 | 0 | 0 | 0 | 0 | 0 | 0.173 | 0 | 20.292 | 20.292 | 0 | 0 | 0 | 0 | 0 | 0 | 0 | 0 | 0 | [74 empty] | 0 | 0
|  |  |  | 2.0289 | 20.2892 | 0 | 0 | 0 | 0 | 0 | 0 | 0.173 | 0 | 20.289 | 20.289 | 0 | 0 | 0 | 0 | 0 | 0 | 0 | 0 | 0 | [74 empty] | 0 | 0
|  |  |  | 2.0354 | 20.3544 | 0 | 0 | 0 | 0 | 0 | 0 | 0.173 | 0 | 20.354 | 20.354 | 0 | 0 | 0 | 0 | 0 | 0 | 0 | 0 | 0 | [74 empty] | 0 | 0
|  |  |  | 2.0349 | 20.3485 | 0 | 0 | 0 | 0 | 0 | 0 | 0.173 | 0 | 20.348 | 20.348 | 0 | 0 | 0 | 0 | 0 | 0 | 0 | 0 | 0 | [74 empty] | 0 | 0
|  |  |  | 2.0307 | 20.3067 | 0 | 0 | 0 | 0 | 0 | 0 | 0.173 | 0 | 20.307 | 20.307 | 0 | 0 | 0 | 0 | 0 | 0 | 0 | 0 | 0 | [74 empty] | 0 | 0
|  |  |  | 1.6985 | 16.9853 | 0 | 0 | 0 | 0 | 0 | 0 | 0.173 | 0 | 16.985 | 16.345 | 0 | 0.64 | 0 | 0 | 0.64 | 0 | 0 | 0 | 0 | [74 empty] | 0 | 0
|  |  |  | 1.6951 | 16.951 | 0 | 0 | 0 | 0 | 0 | 0 | 0.173 | 0 | 16.951 | 4.3 | 0 | 12.651 | 0 | 0 | 12.651 | 0 | 0 | 0 | 0 | [74 empty] | 9 | 0
|  |  |  | 1.6969 | 16.9686 | 0 | 0 | 0 | 0 | 0 | 0 | 0.173 | 0 | 16.969 | 0 | 0 | 28.021 | 0 | 11.052 | 16.969 | 0 | 0 | 0 | 0 | [74 empty] | 8 | 0
|  |  |  | 1.6979 | 16.9789 | 0 | 0 | 0 | 0 | 0 | 0 | 0.173 | 0 | 16.979 | 0 | 0 | 61.291 | 0 | 44.312 | 16.979 | 0 | 0 | 0 | 0 | [74 empty] | 7 | 0
|  |  |  | 1.7109 | 17.1089 | 0 | 0 | 0 | 0 | 0 | 0 | 0.173 | 0 | 17.109 | 0 | 0 | 81.344 | 0 | 64.235 | 17.109 | 0 | 0 | 0 | 0 | [74 empty] | 6 | 0
|  |  |  | 1.8046 | 18.0457 | 0 | 0 | 0 | 0 | 0 | 0 | 0.173 | 0 | 18.046 | 0 | 0 | 83.321 | 0 | 65.276 | 18.045 | 0 | 0 | 0 | 0 | [74 empty] | 5 | 0
|  |  |  | 1.8333 | 18.3325 | 0 | 0 | 0 | 0 | 0 | 0 | 0.173 | 0 | 18.333 | 0 | 0 | 78.217 | 0 | 59.885 | 18.332 | 0 | 0 | 0 | 0 | [74 empty] | 4 | 0
|  |  |  | 1.7828 | 17.8284 | 0 | 0 | 0 | 0 | 0 | 0 | 0.173 | 0 | 17.828 | 0 | 0 | 68.242 | 0 | 50.414 | 17.828 | 0 | 0 | 0 | 0 | [74 empty] | 3 | 0
|  |  |  | 1.8213 | 18.2125 | 0 | 0 | 0 | 0 | 0 | 0 | 0.173 | 0 | 18.212 | 0 | 0 | 48.422 | 0 | 30.21 | 18.212 | 0 | 0 | 0 | 0 | [74 empty] | 2 | 0
|  |  |  | 1.7197 | 17.1975 | 0 | 0 | 0 | 0 | 0 | 0 | 0.173 | 0 | 17.198 | 0 | 0 | 22.917 | 0 | 5.719 | 17.198 | 0 | 0 | 0 | 0 | [74 empty] | 1 | 0
|  |  |  | 1.9204 | 19.2037 | 0 | 0 | 0 | 0 | 0 | 0 | 0.173 | 0 | 19.204 | 19.204 | 0 | 0 | 0 | 0 | 0 | 0 | 0 | 0 | 0 | [74 empty] | 0 | 0
|  |  |  | 2.0333 | 20.3326 | 0 | 0 | 0 | 0 | 0 | 0 | 0.173 | 0 | 20.333 | 20.333 | 0 | 0 | 0 | 0 | 0 | 0 | 0 | 0 | 0 | [74 empty] | 0 | 0
|  |  |  | 2.04 | 20.4 | 0 | 0 | 0 | 0 | 0 | 0 | 0.173 | 0 | 20.4 | 20.4 | 0 | 0 | 0 | 0 | 0 | 0 | 0 | 0 | 0 | [74 empty] | 0 | 0
|  |  |  | 2.0393 | 20.3932 | 0 | 0 | 0 | 0 | 0 | 0 | 0.173 | 0 | 20.393 | 20.393 | 0 | 0 | 0 | 0 | 0 | 0 | 0 | 0 | 0 | [74 empty] | 0 | 0
|  |  |  | 2.0359 | 20.359 | 0 | 0 | 0 | 0 | 0 | 0 | 0.173 | 0 | 20.359 | 20.359 | 0 | 0 | 0 | 0 | 0 | 0 | 0 | 0 | 0 | [74 empty] | 0 | 0
|  |  |  | 2.0301 | 20.3011 | 0 | 0 | 0 | 0 | 0 | 0 | 0.173 | 0 | 20.301 | 20.301 | 0 | 0 | 0 | 0 | 0 | 0 | 0 | 0 | 0 | [74 empty] | 0 | 0
|  |  |  | 2.0434 | 20.4343 | 0 | 0 | 0 | 0 | 0 | 0 | 0.173 | 0 | 20.434 | 20.434 | 0 | 0 | 0 | 0 | 0 | 0 | 0 | 0 | 0 | [74 empty] | 0 | 0
|  |  |  | 2.0296 | 20.2961 | 0 | 0 | 0 | 0 | 0 | 0 | 0.173 | 0 | 20.296 | 20.296 | 0 | 0 | 0 | 0 | 0 | 0 | 0 | 0 | 0 | [74 empty] | 0 | 0
|  |  |  | 2.0293 | 20.2927 | 0 | 0 | 0 | 0 | 0 | 0 | 0.173 | 0 | 20.293 | 20.293 | 0 | 0 | 0 | 0 | 0 | 0 | 0 | 0 | 0 | [74 empty] | 0 | 0
|  |  |  | 2.0291 | 20.2909 | 0 | 0 | 0 | 0 | 0 | 0 | 0.173 | 0 | 20.291 | 20.291 | 0 | 0 | 0 | 0 | 0 | 0 | 0 | 0 | 0 | [74 empty] | 0 | 0
|  |  |  | 2.029 | 20.2904 | 0 | 0 | 0 | 0 | 0 | 0 | 0.173 | 0 | 20.29 | 20.29 | 0 | 0 | 0 | 0 | 0 | 0 | 0 | 0 | 0 | [74 empty] | 0 | 0
|  |  |  | 2.0359 | 20.3586 | 0 | 0 | 0 | 0 | 0 | 0 | 0.173 | 0 | 20.359 | 20.359 | 0 | 0 | 0 | 0 | 0 | 0 | 0 | 0 | 0 | [74 empty] | 0 | 0
|  |  |  | 2.0356 | 20.3556 | 0 | 0 | 0 | 0 | 0 | 0 | 0.173 | 0 | 20.356 | 20.356 | 0 | 0 | 0 | 0 | 0 | 0 | 0 | 0 | 0 | [74 empty] | 0 | 0
|  |  |  | 3.165 | 31.6496 | 0 | 0 | 0 | 0 | 0 | 0 | 0.173 | 0 | 31.65 | 31.65 | 0 | 0 | 0 | 0 | 0 | 0 | 0 | 0 | 0 | [74 empty] | 0 | 0
|  |  |  | 6.2147 | 62.1469 | 0 | 0 | 0 | 0 | 0 | 0 | 0.173 | 0 | 62.147 | 56.97 | 0 | 5.177 | 0 | 0 | 5.177 | 0 | 0 | 0 | 0 | [74 empty] | 0 | 0
|  |  |  | 7.6469 | 76.4688 | 0 | 0 | 0 | 0 | 0 | 0 | 0.173 | 0 | 76.469 | 45.947 | 0 | 30.522 | 0 | 0 | 30.522 | 0 | 0 | 0 | 0 | [74 empty] | 9 | 0
|  |  |  | 7.6644 | 76.6441 | 0 | 0 | 0 | 0 | 0 | 0 | 0.173 | 0 | 76.644 | 19.395 | 0 | 57.249 | 0 | 0 | 57.249 | 0 | 0 | 0 | 0 | [74 empty] | 8 | 0
|  |  |  | 7.9379 | 79.3785 | 0 | 0 | 0 | 0 | 0 | 0 | 0.173 | 0 | 79.379 | 3.095 | 0 | 76.283 | 0 | 0 | 76.283 | 0 | 0 | 0 | 0 | [74 empty] | 7 | 0
|  |  |  | 8.1411 | 81.4107 | 0 | 0 | 0 | 0 | 0 | 0 | 0.173 | 0 | 81.411 | 0 | 0 | 88.105 | 0 | 6.695 | 81.41 | 0 | 0 | 0 | 0 | [74 empty] | 6 | 0
|  |  |  | 8.3645 | 83.6447 | 0 | 0 | 0 | 0 | 0 | 0 | 0.173 | 0 | 83.645 | 0 | 0 | 91.203 | 0 | 7.558 | 83.645 | 0 | 0 | 0 | 0 | [74 empty] | 5 | 0
|  |  |  | 8.4436 | 84.4364 | 0 | 0 | 0 | 0 | 0 | 0 | 0.173 | 0 | 84.436 | 0 | 0 | 86.724 | 0 | 2.288 | 84.436 | 0 | 0 | 0 | 0 | [74 empty] | 4 | 0
|  |  |  | 8.3554 | 83.5545 | 0 | 0 | 0 | 0 | 0 | 0 | 0.173 | 0 | 83.555 | 10.63 | 0 | 72.924 | 0 | 0 | 72.924 | 0 | 0 | 0 | 0 | [74 empty] | 3 | 0
|  |  |  | 8.0769 | 80.7694 | 0 | 0 | 0 | 0 | 0 | 0 | 0.173 | 0 | 80.769 | 29.555 | 0 | 51.214 | 0 | 0 | 51.214 | 0 | 0 | 0 | 0 | [74 empty] | 2 | 0
|  |  |  | 7.8149 | 78.1489 | 0 | 0 | 0 | 0 | 0 | 0 | 0.173 | 0 | 78.149 | 54.388 | 0 | 23.76 | 0 | 0 | 23.76 | 0 | 0 | 0 | 0 | [74 empty] | 1 | 0
|  |  |  | 6.6223 | 66.2226 | 0 | 0 | 0 | 0 | 0 | 0 | 0.173 | 0 | 66.223 | 66.223 | 0 | 0 | 0 | 0 | 0 | 0 | 0 | 0 | 0 | [74 empty] | 0 | 0
|  |  |  | 6.6328 | 66.3282 | 0 | 0 | 0 | 0 | 0 | 0 | 0.173 | 0 | 66.328 | 66.328 | 0 | 0 | 0 | 0 | 0 | 0 | 0 | 0 | 0 | [74 empty] | 0 | 0
|  |  |  | 6.6113 | 66.1127 | 0 | 0 | 0 | 0 | 0 | 0 | 0.173 | 0 | 66.113 | 66.113 | 0 | 0 | 0 | 0 | 0 | 0 | 0 | 0 | 0 | [74 empty] | 0 | 0
|  |  |  | 6.6066 | 66.0657 | 0 | 0 | 0 | 0 | 0 | 0 | 0.173 | 0 | 66.066 | 66.066 | 0 | 0 | 0 | 0 | 0 | 0 | 0 | 0 | 0 | [74 empty] | 0 | 0
|  |  |  | 2.0355 | 20.3551 | 0 | 0 | 0 | 0 | 0 | 0 | 0.173 | 0 | 20.355 | 20.355 | 0 | 0 | 0 | 0 | 0 | 0 | 0 | 0 | 0 | [74 empty] | 0 | 0
|  |  |  | 2.031 | 20.3104 | 0 | 0 | 0 | 0 | 0 | 0 | 0.173 | 0 | 20.31 | 20.31 | 0 | 0 | 0 | 0 | 0 | 0 | 0 | 0 | 0 | [74 empty] | 0 | 0
|  |  |  | 2.0454 | 20.4539 | 0 | 0 | 0 | 0 | 0 | 0 | 0.173 | 0 | 20.454 | 20.454 | 0 | 0 | 0 | 0 | 0 | 0 | 0 | 0 | 0 | [74 empty] | 0 | 0
|  |  |  | 2.0311 | 20.3105 | 0 | 0 | 0 | 0 | 0 | 0 | 0.173 | 0 | 20.311 | 20.311 | 0 | 0 | 0 | 0 | 0 | 0 | 0 | 0 | 0 | [74 empty] | 0 | 0
|  |  |  | 2.0307 | 20.3075 | 0 | 0 | 0 | 0 | 0 | 0 | 0.173 | 0 | 20.308 | 20.308 | 0 | 0 | 0 | 0 | 0 | 0 | 0 | 0 | 0 | [74 empty] | 0 | 0
|  |  |  | 2.0304 | 20.3043 | 0 | 0 | 0 | 0 | 0 | 0 | 0.173 | 0 | 20.304 | 20.304 | 0 | 0 | 0 | 0 | 0 | 0 | 0 | 0 | 0 | [74 empty] | 0 | 0
|  |  |  | 2.0301 | 20.3007 | 0 | 0 | 0 | 0 | 0 | 0 | 0.173 | 0 | 20.301 | 20.301 | 0 | 0 | 0 | 0 | 0 | 0 | 0 | 0 | 0 | [74 empty] | 0 | 0
|  |  |  | 2.0627 | 20.6266 | 0 | 0 | 0 | 0 | 0 | 0 | 0.173 | 0 | 20.627 | 20.627 | 0 | 0 | 0 | 0 | 0 | 0 | 0 | 0 | 0 | [74 empty] | 0 | 0
|  |  |  | 2.0572 | 20.5721 | 0 | 0 | 0 | 0 | 0 | 0 | 0.173 | 0 | 20.572 | 20.572 | 0 | 0 | 0 | 0 | 0 | 0 | 0 | 0 | 0 | [74 empty] | 0 | 0
|  |  |  | 3.1849 | 31.8486 | 0 | 0 | 0 | 0 | 0 | 0 | 0.173 | 0 | 31.849 | 31.849 | 0 | 0 | 0 | 0 | 0 | 0 | 0 | 0 | 0 | [74 empty] | 0 | 0
|  |  |  | 6.2229 | 62.229 | 0 | 0 | 0 | 0 | 0 | 0 | 0.173 | 0 | 62.229 | 56.34 | 0 | 5.889 | 0 | 0 | 5.889 | 0 | 0 | 0 | 0 | [74 empty] | 0 | 0
|  |  |  | 7.6495 | 76.4952 | 0 | 0 | 0 | 0 | 0 | 0 | 0.173 | 0 | 76.495 | 45.115 | 0 | 31.38 | 0 | 0 | 31.38 | 0 | 0 | 0 | 0 | [74 empty] | 9 | 0
|  |  |  | 7.6497 | 76.4967 | 0 | 0 | 0 | 0 | 0 | 0 | 0.173 | 0 | 76.497 | 17.605 | 0 | 58.892 | 0 | 0 | 58.892 | 0 | 0 | 0 | 0 | [74 empty] | 8 | 0
|  |  |  | 7.8126 | 78.1256 | 0 | 0 | 0 | 0 | 0 | 0 | 0.173 | 0 | 78.126 | 0 | 0 | 78.755 | 0 | 0.63 | 78.125 | 0 | 0 | 0 | 0 | [74 empty] | 7 | 0
|  |  |  | 8.1077 | 81.0775 | 0 | 0 | 0 | 0 | 0 | 0 | 0.173 | 0 | 81.078 | 0 | 0 | 90.127 | 0 | 9.049 | 81.078 | 0 | 0 | 0 | 0 | [74 empty] | 6 | 0
|  |  |  | 8.4979 | 84.9792 | 0 | 0 | 0 | 0 | 0 | 0 | 0.173 | 0 | 84.979 | 0 | 0 | 92.977 | 0 | 7.998 | 84.979 | 0 | 0 | 0 | 0 | [74 empty] | 5 | 0
|  |  |  | 8.5365 | 85.3654 | 0 | 0 | 0 | 0 | 0 | 0 | 0.173 | 0 | 85.365 | 0 | 0 | 86.608 | 0 | 1.242 | 85.366 | 0 | 0 | 0 | 0 | [74 empty] | 4 | 0
|  |  |  | 8.38 | 83.7997 | 0 | 0 | 0 | 0 | 0 | 0 | 0.173 | 0 | 83.8 | 10.177 | 0 | 73.622 | 0 | 0 | 73.622 | 0 | 0 | 0 | 0 | [74 empty] | 3 | 0
|  |  |  | 8.0363 | 80.3628 | 0 | 0 | 0 | 0 | 0 | 0 | 0.173 | 0 | 80.363 | 28 | 0 | 52.363 | 0 | 0 | 52.363 | 0 | 0 | 0 | 0 | [74 empty] | 2 | 0
|  |  |  | 7.6982 | 76.9818 | 0 | 0 | 0 | 0 | 0 | 0 | 0.173 | 0 | 76.982 | 51.695 | 0 | 25.287 | 0 | 0 | 25.287 | 0 | 0 | 0 | 0 | [74 empty] | 1 | 0
|  |  |  | 6.5708 | 65.7079 | 0 | 0 | 0 | 0 | 0 | 0 | 0.173 | 0 | 65.708 | 65.708 | 0 | 0 | 0 | 0 | 0 | 0 | 0 | 0 | 0 | [74 empty] | 0 | 0
|  |  |  | 6.6348 | 66.348 | 0 | 0 | 0 | 0 | 0 | 0 | 0.173 | 0 | 66.348 | 66.348 | 0 | 0 | 0 | 0 | 0 | 0 | 0 | 0 | 0 | [74 empty] | 0 | 0
|  |  |  | 6.568 | 65.6799 | 0 | 0 | 0 | 0 | 0 | 0 | 0.173 | 0 | 65.68 | 65.68 | 0 | 0 | 0 | 0 | 0 | 0 | 0 | 0 | 0 | [74 empty] | 0 | 0
|  |  |  | 6.5493 | 65.493 | 0 | 0 | 0 | 0 | 0 | 0 | 0.173 | 0 | 65.493 | 65.493 | 0 | 0 | 0 | 0 | 0 | 0 | 0 | 0 | 0 | [74 empty] | 0 | 0
|  |  |  | 2.0302 | 20.3017 | 0 | 0 | 0 | 0 | 0 | 0 | 0.173 | 0 | 20.302 | 20.302 | 0 | 0 | 0 | 0 | 0 | 0 | 0 | 0 | 0 | [74 empty] | 0 | 0
|  |  |  | 2.0309 | 20.3085 | 0 | 0 | 0 | 0 | 0 | 0 | 0.173 | 0 | 20.309 | 20.309 | 0 | 0 | 0 | 0 | 0 | 0 | 0 | 0 | 0 | [74 empty] | 0 | 0
|  |  |  | 2.0453 | 20.4532 | 0 | 0 | 0 | 0 | 0 | 0 | 0.173 | 0 | 20.453 | 20.453 | 0 | 0 | 0 | 0 | 0 | 0 | 0 | 0 | 0 | [74 empty] | 0 | 0
|  |  |  | 2.0311 | 20.3114 | 0 | 0 | 0 | 0 | 0 | 0 | 0.173 | 0 | 20.311 | 20.311 | 0 | 0 | 0 | 0 | 0 | 0 | 0 | 0 | 0 | [74 empty] | 0 | 0
|  |  |  | 2.0311 | 20.3114 | 0 | 0 | 0 | 0 | 0 | 0 | 0.173 | 0 | 20.311 | 20.311 | 0 | 0 | 0 | 0 | 0 | 0 | 0 | 0 | 0 | [74 empty] | 0 | 0
|  |  |  | 2.0309 | 20.3093 | 0 | 0 | 0 | 0 | 0 | 0 | 0.173 | 0 | 20.309 | 20.309 | 0 | 0 | 0 | 0 | 0 | 0 | 0 | 0 | 0 | [74 empty] | 0 | 0
|  |  |  | 2.0307 | 20.3074 | 0 | 0 | 0 | 0 | 0 | 0 | 0.173 | 0 | 20.307 | 20.307 | 0 | 0 | 0 | 0 | 0 | 0 | 0 | 0 | 0 | [74 empty] | 0 | 0
|  |  |  | 2.0377 | 20.3768 | 0 | 0 | 0 | 0 | 0 | 0 | 0.173 | 0 | 20.377 | 20.377 | 0 | 0 | 0 | 0 | 0 | 0 | 0 | 0 | 0 | [74 empty] | 0 | 0
|  |  |  | 2.0373 | 20.3732 | 0 | 0 | 0 | 0 | 0 | 0 | 0.173 | 0 | 20.373 | 20.373 | 0 | 0 | 0 | 0 | 0 | 0 | 0 | 0 | 0 | [74 empty] | 0 | 0
|  |  |  | 3.1045 | 31.0448 | 0 | 0 | 0 | 0 | 0 | 0 | 0.173 | 0 | 31.045 | 31.045 | 0 | 0 | 0 | 0 | 0 | 0 | 0 | 0 | 0 | [74 empty] | 0 | 0
|  |  |  | 6.2133 | 62.1328 | 0 | 0 | 0 | 0 | 0 | 0 | 0.173 | 0 | 62.133 | 55.749 | 0 | 6.384 | 0 | 0 | 6.384 | 0 | 0 | 0 | 0 | [74 empty] | 9 | 0
|  |  |  | 7.6469 | 76.4688 | 0 | 0 | 0 | 0 | 0 | 0 | 0.173 | 0 | 76.469 | 45.074 | 0 | 31.395 | 0 | 0 | 31.395 | 0 | 0 | 0 | 0 | [74 empty] | 8 | 0
|  |  |  | 7.6476 | 76.4762 | 0 | 0 | 0 | 0 | 0 | 0 | 0.173 | 0 | 76.476 | 36.691 | 0 | 39.785 | 0 | 0 | 39.785 | 0 | 0 | 0 | 0 | [74 empty] | 7 | 0
|  |  |  | 7.76 | 77.6005 | 0 | 0 | 0 | 0 | 0 | 0 | 0.173 | 0 | 77.601 | 3.004 | 0 | 74.597 | 0 | 0 | 74.597 | 0 | 0 | 0 | 0 | [74 empty] | 6 | 0
|  |  |  | 7.8514 | 78.5136 | 0 | 0 | 0 | 0 | 0 | 0 | 0.173 | 0 | 78.514 | 0 | 0 | 84.863 | 0 | 6.349 | 78.514 | 0 | 0 | 0 | 0 | [74 empty] | 5 | 0
|  |  |  | 7.8735 | 78.735 | 0 | 0 | 0 | 0 | 0 | 0 | 0.173 | 0 | 78.735 | 0 | 0 | 87.626 | 0 | 8.891 | 78.735 | 0 | 0 | 0 | 0 | [74 empty] | 4 | 0
|  |  |  | 7.8226 | 78.2263 | 0 | 0 | 0 | 0 | 0 | 0 | 0.173 | 0 | 78.226 | 17.066 | 0 | 61.161 | 0 | 0 | 61.161 | 0 | 0 | 0 | 0 | [74 empty] | 3 | 0
|  |  |  | 7.8512 | 78.5119 | 0 | 0 | 0 | 0 | 0 | 0 | 0.173 | 0 | 78.512 | 8.554 | 0 | 69.958 | 0 | 0 | 69.958 | 0 | 0 | 0 | 0 | [74 empty] | 2 | 0
|  |  |  | 7.722 | 77.2198 | 0 | 0 | 0 | 0 | 0 | 0 | 0.173 | 0 | 77.22 | 39.922 | 0 | 37.298 | 0 | 0 | 37.298 | 0 | 0 | 0 | 0 | [74 empty] | 1 | 0
|  |  |  | 7.5467 | 75.467 | 0 | 0 | 0 | 0 | 0 | 0 | 0.173 | 0 | 75.467 | 73.3 | 0 | 2.167 | 0 | 0 | 2.167 | 0 | 0 | 0 | 0 | [74 empty] | 0 | 0
|  |  |  | 6.4566 | 64.5656 | 0 | 0 | 0 | 0 | 0 | 0 | 0.173 | 0 | 64.566 | 64.566 | 0 | 0 | 0 | 0 | 0 | 0 | 0 | 0 | 0 | [74 empty] | 0 | 0
|  |  |  | 6.5495 | 65.4955 | 0 | 0 | 0 | 0 | 0 | 0 | 0.173 | 0 | 65.496 | 65.496 | 0 | 0 | 0 | 0 | 0 | 0 | 0 | 0 | 0 | [74 empty] | 0 | 0
|  |  |  | 6.556 | 65.5599 | 0 | 0 | 0 | 0 | 0 | 0 | 0.173 | 0 | 65.56 | 65.56 | 0 | 0 | 0 | 0 | 0 | 0 | 0 | 0 | 0 | [74 empty] | 0 | 0
|  |  |  | 6.5556 | 65.5557 | 0 | 0 | 0 | 0 | 0 | 0 | 0.173 | 0 | 65.556 | 65.556 | 0 | 0 | 0 | 0 | 0 | 0 | 0 | 0 | 0 | [74 empty] | 0 | 0
|  |  |  | 2.0349 | 20.3486 | 0 | 0 | 0 | 0 | 0 | 0 | 0.173 | 0 | 20.349 | 20.349 | 0 | 0 | 0 | 0 | 0 | 0 | 0 | 0 | 0 | [74 empty] | 0 | 0
|  |  |  | 2.0307 | 20.3073 | 0 | 0 | 0 | 0 | 0 | 0 | 0.173 | 0 | 20.307 | 20.307 | 0 | 0 | 0 | 0 | 0 | 0 | 0 | 0 | 0 | [74 empty] | 0 | 0
|  |  |  | 2.0453 | 20.4529 | 0 | 0 | 0 | 0 | 0 | 0 | 0.173 | 0 | 20.453 | 20.453 | 0 | 0 | 0 | 0 | 0 | 0 | 0 | 0 | 0 | [74 empty] | 0 | 0
|  |  |  | 2.0309 | 20.3089 | 0 | 0 | 0 | 0 | 0 | 0 | 0.173 | 0 | 20.309 | 20.309 | 0 | 0 | 0 | 0 | 0 | 0 | 0 | 0 | 0 | [74 empty] | 0 | 0
|  |  |  | 2.0306 | 20.3061 | 0 | 0 | 0 | 0 | 0 | 0 | 0.173 | 0 | 20.306 | 20.306 | 0 | 0 | 0 | 0 | 0 | 0 | 0 | 0 | 0 | [74 empty] | 0 | 0
|  |  |  | 2.0303 | 20.3029 | 0 | 0 | 0 | 0 | 0 | 0 | 0.173 | 0 | 20.303 | 20.303 | 0 | 0 | 0 | 0 | 0 | 0 | 0 | 0 | 0 | [74 empty] | 0 | 0
|  |  |  | 2.0301 | 20.3009 | 0 | 0 | 0 | 0 | 0 | 0 | 0.173 | 0 | 20.301 | 20.301 | 0 | 0 | 0 | 0 | 0 | 0 | 0 | 0 | 0 | [74 empty] | 0 | 0
|  |  |  | 2.0365 | 20.3652 | 0 | 0 | 0 | 0 | 0 | 0 | 0.173 | 0 | 20.365 | 20.365 | 0 | 0 | 0 | 0 | 0 | 0 | 0 | 0 | 0 | [74 empty] | 0 | 0
|  |  |  | 2.0358 | 20.3579 | 0 | 0 | 0 | 0 | 0 | 0 | 0.173 | 0 | 20.358 | 20.358 | 0 | 0 | 0 | 0 | 0 | 0 | 0 | 0 | 0 | [74 empty] | 0 | 0
|  |  |  | 3.1188 | 31.1882 | 0 | 0 | 0 | 0 | 0 | 0 | 0.173 | 0 | 31.188 | 31.188 | 0 | 0 | 0 | 0 | 0 | 0 | 0 | 0 | 0 | [74 empty] | 0 | 0
|  |  |  | 6.2271 | 62.2714 | 0 | 0 | 0 | 0 | 0 | 0 | 0.173 | 0 | 62.271 | 60.323 | 0 | 1.949 | 0 | 0 | 1.949 | 0 | 0 | 0 | 0 | [74 empty] | 0 | 0
|  |  |  | 7.6499 | 76.4993 | 0 | 0 | 0 | 0 | 0 | 0 | 0.173 | 0 | 76.499 | 75.336 | 0 | 1.163 | 0 | 0 | 1.163 | 0 | 0 | 0 | 0 | [74 empty] | 0 | 0
|  |  |  | 7.8888 | 78.8877 | 0 | 0 | 0 | 0 | 0 | 0 | 0.173 | 0 | 78.888 | 63.445 | 0 | 15.443 | 0 | 0 | 15.443 | 0 | 0 | 0 | 0 | [74 empty] | 8 | 0
|  |  |  | 8.3241 | 83.2412 | 0 | 0 | 0 | 0 | 0 | 0 | 0.173 | 0 | 83.241 | 73.164 | 0 | 10.077 | 0 | 0 | 10.077 | 0 | 0 | 0 | 0 | [74 empty] | 7 | 0
|  |  |  | 8.6024 | 86.0243 | 0 | 0 | 0 | 0 | 0 | 0 | 0.173 | 0 | 86.024 | 41.266 | 0 | 44.758 | 0 | 0 | 44.758 | 0 | 0 | 0 | 0 | [74 empty] | 6 | 0
|  |  |  | 8.7716 | 87.7157 | 0 | 0 | 0 | 0 | 0 | 0 | 0.173 | 0 | 87.716 | 54.547 | 0 | 33.169 | 0 | 0 | 33.169 | 0 | 0 | 0 | 0 | [74 empty] | 5 | 0
|  |  |  | 9.3583 | 93.5827 | 0 | 0 | 0 | 0 | 0 | 0 | 0.173 | 0 | 93.583 | 55.194 | 0 | 38.389 | 0 | 0 | 38.389 | 0 | 0 | 0 | 0 | [74 empty] | 4 | 0
|  |  |  | 9.7177 | 97.1771 | 0 | 0 | 0 | 0 | 0 | 0 | 0.173 | 0 | 97.177 | 87.173 | 0 | 10.004 | 0 | 0 | 10.004 | 0 | 0 | 0 | 0 | [74 empty] | 3 | 0
|  |  |  | 9.5469 | 95.4689 | 0 | 0 | 0 | 0 | 0 | 0 | 0.173 | 0 | 95.469 | 45.331 | 0 | 50.138 | 0 | 0 | 50.138 | 0 | 0 | 0 | 0 | [74 empty] | 2 | 0
|  |  |  | 8.5002 | 85.0022 | 0 | 0 | 0 | 0 | 0 | 0 | 0.173 | 0 | 85.002 | 61.256 | 0 | 23.746 | 0 | 0 | 23.746 | 0 | 0 | 0 | 0 | [74 empty] | 1 | 0
|  |  |  | 6.8639 | 68.6392 | 0 | 0 | 0 | 0 | 0 | 0 | 0.173 | 0 | 68.639 | 67.621 | 0 | 1.018 | 0 | 0 | 1.018 | 0 | 0 | 0 | 0 | [74 empty] | 0 | 0
|  |  |  | 6.7569 | 67.5686 | 0 | 0 | 0 | 0 | 0 | 0 | 0.173 | 0 | 67.569 | 67.569 | 0 | 0 | 0 | 0 | 0 | 0 | 0 | 0 | 0 | [74 empty] | 0 | 0
|  |  |  | 6.7642 | 67.6419 | 0 | 0 | 0 | 0 | 0 | 0 | 0.173 | 0 | 67.642 | 67.642 | 0 | 0 | 0 | 0 | 0 | 0 | 0 | 0 | 0 | [74 empty] | 0 | 0
|  |  |  | 6.791 | 67.91 | 0 | 0 | 0 | 0 | 0 | 0 | 0.173 | 0 | 67.91 | 67.91 | 0 | 0 | 0 | 0 | 0 | 0 | 0 | 0 | 0 | [74 empty] | 0 | 0
|  |  |  | 2.0363 | 20.3633 | 0 | 0 | 0 | 0 | 0 | 0 | 0.173 | 0 | 20.363 | 20.363 | 0 | 0 | 0 | 0 | 0 | 0 | 0 | 0 | 0 | [74 empty] | 0 | 0
|  |  |  | 2.0324 | 20.3235 | 0 | 0 | 0 | 0 | 0 | 0 | 0.173 | 0 | 20.323 | 20.323 | 0 | 0 | 0 | 0 | 0 | 0 | 0 | 0 | 0 | [74 empty] | 0 | 0
|  |  |  | 2.0471 | 20.471 | 0 | 0 | 0 | 0 | 0 | 0 | 0.173 | 0 | 20.471 | 20.471 | 0 | 0 | 0 | 0 | 0 | 0 | 0 | 0 | 0 | [74 empty] | 0 | 0
|  |  |  | 2.033 | 20.3301 | 0 | 0 | 0 | 0 | 0 | 0 | 0.173 | 0 | 20.33 | 20.33 | 0 | 0 | 0 | 0 | 0 | 0 | 0 | 0 | 0 | [74 empty] | 0 | 0
|  |  |  | 2.0326 | 20.3259 | 0 | 0 | 0 | 0 | 0 | 0 | 0.173 | 0 | 20.326 | 20.326 | 0 | 0 | 0 | 0 | 0 | 0 | 0 | 0 | 0 | [74 empty] | 0 | 0
|  |  |  | 2.0316 | 20.3162 | 0 | 0 | 0 | 0 | 0 | 0 | 0.173 | 0 | 20.316 | 20.316 | 0 | 0 | 0 | 0 | 0 | 0 | 0 | 0 | 0 | [74 empty] | 0 | 0
|  |  |  | 2.0307 | 20.3074 | 0 | 0 | 0 | 0 | 0 | 0 | 0.173 | 0 | 20.307 | 20.307 | 0 | 0 | 0 | 0 | 0 | 0 | 0 | 0 | 0 | [74 empty] | 0 | 0
|  |  |  | 2.0631 | 20.631 | 0 | 0 | 0 | 0 | 0 | 0 | 0.173 | 0 | 20.631 | 20.631 | 0 | 0 | 0 | 0 | 0 | 0 | 0 | 0 | 0 | [74 empty] | 0 | 0
|  |  |  | 2.0579 | 20.5793 | 0 | 0 | 0 | 0 | 0 | 0 | 0.173 | 0 | 20.579 | 20.579 | 0 | 0 | 0 | 0 | 0 | 0 | 0 | 0 | 0 | [74 empty] | 0 | 0
|  |  |  | 3.1147 | 31.1465 | 0 | 0 | 0 | 0 | 0 | 0 | 0.173 | 0 | 31.146 | 31.146 | 0 | 0 | 0 | 0 | 0 | 0 | 0 | 0 | 0 | [74 empty] | 0 | 0
|  |  |  | 6.2632 | 62.6318 | 0 | 0 | 0 | 0 | 0 | 0 | 0.173 | 0 | 62.632 | 60.8 | 0 | 1.832 | 0 | 0 | 1.832 | 0 | 0 | 0 | 0 | [74 empty] | 0 | 0
|  |  |  | 8.1107 | 81.107 | 0 | 0 | 0 | 0 | 0 | 0 | 0.173 | 0 | 81.107 | 79.813 | 0 | 1.294 | 0 | 0 | 1.294 | 0 | 0 | 0 | 0 | [74 empty] | 0 | 0
|  |  |  | 8.9156 | 89.1563 | 0 | 0 | 0 | 0 | 0 | 0 | 0.173 | 0 | 89.156 | 32.911 | 0 | 56.246 | 0 | 0 | 56.246 | 0 | 0 | 0 | 0 | [74 empty] | 2 | 0
|  |  |  | 10.3288 | 103.288 | 0 | 0 | 0 | 0 | 0 | 0 | 0.173 | 0 | 103.288 | 28.139 | 0 | 75.149 | 0 | 0 | 75.149 | 0 | 0 | 0 | 0 | [74 empty] | 1 | 0
|  |  |  | 10.9686 | 109.686 | 0 | 0 | 0 | 0 | 0 | 0 | 0.173 | 0 | 109.686 | 103.549 | 0 | 6.136 | 0 | 0 | 6.136 | 0 | 0 | 0 | 0 | [74 empty] | 0 | 0
|  |  |  | 10.756 | 107.56 | 0 | 0 | 0 | 0 | 0 | 0 | 0.173 | 0 | 107.56 | 38.271 | 0 | 69.289 | 0 | 0 | 69.289 | 0 | 0 | 0 | 0 | [74 empty] | 5 | 0
|  |  |  | 10.485 | 104.85 | 0 | 0 | 0 | 0 | 0 | 0 | 0.173 | 0 | 104.85 | 50.888 | 0 | 53.963 | 0 | 0 | 53.963 | 0 | 0 | 0 | 0 | [74 empty] | 4 | 0
|  |  |  | 10.4039 | 104.039 | 0 | 0 | 0 | 0 | 0 | 0 | 0.173 | 0 | 104.039 | 31.406 | 0 | 72.634 | 0 | 0 | 72.634 | 0 | 0 | 0 | 0 | [74 empty] | 3 | 0
|  |  |  | 9.667 | 96.6699 | 0 | 0 | 0 | 0 | 0 | 0 | 0.173 | 0 | 96.67 | 45.921 | 0 | 50.749 | 0 | 0 | 50.749 | 0 | 0 | 0 | 0 | [74 empty] | 2 | 0
|  |  |  | 9.3372 | 93.3718 | 0 | 0 | 0 | 0 | 0 | 0 | 0.173 | 0 | 93.372 | 71.676 | 0 | 21.696 | 0 | 0 | 21.696 | 0 | 0 | 0 | 0 | [74 empty] | 1 | 0
|  |  |  | 7.495 | 74.9503 | 0 | 0 | 0 | 0 | 0 | 0 | 0.173 | 0 | 74.95 | 74.194 | 0 | 0.756 | 0 | 0 | 0.756 | 0 | 0 | 0 | 0 | [74 empty] | 0 | 0
|  |  |  | 7.2321 | 72.3205 | 0 | 0 | 0 | 0 | 0 | 0 | 0.173 | 0 | 72.32 | 72.32 | 0 | 0 | 0 | 0 | 0 | 0 | 0 | 0 | 0 | [74 empty] | 0 | 0
|  |  |  | 7.0374 | 70.3744 | 0 | 0 | 0 | 0 | 0 | 0 | 0.173 | 0 | 70.374 | 70.374 | 0 | 0 | 0 | 0 | 0 | 0 | 0 | 0 | 0 | [74 empty] | 0 | 0
|  |  |  | 7.0208 | 70.2081 | 0 | 0 | 0 | 0 | 0 | 0 | 0.173 | 0 | 70.208 | 70.208 | 0 | 0 | 0 | 0 | 0 | 0 | 0 | 0 | 0 | [74 empty] | 0 | 0
|  |  |  | 2.032 | 20.3199 | 0 | 0 | 0 | 0 | 0 | 0 | 0.173 | 0 | 20.32 | 20.32 | 0 | 0 | 0 | 0 | 0 | 0 | 0 | 0 | 0 | [74 empty] | 0 | 0
|  |  |  | 2.0331 | 20.3307 | 0 | 0 | 0 | 0 | 0 | 0 | 0.173 | 0 | 20.331 | 20.331 | 0 | 0 | 0 | 0 | 0 | 0 | 0 | 0 | 0 | [74 empty] | 0 | 0
|  |  |  | 2.0476 | 20.4764 | 0 | 0 | 0 | 0 | 0 | 0 | 0.173 | 0 | 20.476 | 20.476 | 0 | 0 | 0 | 0 | 0 | 0 | 0 | 0 | 0 | [74 empty] | 0 | 0
|  |  |  | 2.0331 | 20.3306 | 0 | 0 | 0 | 0 | 0 | 0 | 0.173 | 0 | 20.331 | 20.331 | 0 | 0 | 0 | 0 | 0 | 0 | 0 | 0 | 0 | [74 empty] | 0 | 0
|  |  |  | 2.0324 | 20.3235 | 0 | 0 | 0 | 0 | 0 | 0 | 0.173 | 0 | 20.324 | 20.324 | 0 | 0 | 0 | 0 | 0 | 0 | 0 | 0 | 0 | [74 empty] | 0 | 0
|  |  |  | 2.032 | 20.3196 | 0 | 0 | 0 | 0 | 0 | 0 | 0.173 | 0 | 20.32 | 20.32 | 0 | 0 | 0 | 0 | 0 | 0 | 0 | 0 | 0 | [74 empty] | 0 | 0
|  |  |  | 2.0317 | 20.3169 | 0 | 0 | 0 | 0 | 0 | 0 | 0.173 | 0 | 20.317 | 20.317 | 0 | 0 | 0 | 0 | 0 | 0 | 0 | 0 | 0 | [74 empty] | 0 | 0
|  |  |  | 2.0382 | 20.3822 | 0 | 0 | 0 | 0 | 0 | 0 | 0.173 | 0 | 20.382 | 20.382 | 0 | 0 | 0 | 0 | 0 | 0 | 0 | 0 | 0 | [74 empty] | 0 | 0
|  |  |  | 2.0375 | 20.3753 | 0 | 0 | 0 | 0 | 0 | 0 | 0.173 | 0 | 20.375 | 20.375 | 0 | 0 | 0 | 0 | 0 | 0 | 0 | 0 | 0 | [74 empty] | 0 | 0
|  |  |  | 1.9247 | 19.2473 | 0 | 0 | 0 | 0 | 0 | 0 | 0.173 | 0 | 19.247 | 19.247 | 0 | 0 | 0 | 0 | 0 | 0 | 0 | 0 | 0 | [74 empty] | 0 | 0
|  |  |  | 1.6974 | 16.9742 | 0 | 0 | 0 | 0 | 0 | 0 | 0.173 | 0 | 16.974 | 11.754 | 0 | 5.22 | 0 | 0 | 5.22 | 0 | 0 | 0 | 0 | [74 empty] | 10 | 0
|  |  |  | 1.6995 | 16.9948 | 0 | 0 | 0 | 0 | 0 | 0 | 0.173 | 0 | 16.995 | 0 | 0 | 30.173 | 0 | 13.178 | 16.995 | 0 | 0 | 0 | 0 | [74 empty] | 9 | 0
|  |  |  | 1.7024 | 17.0237 | 0 | 0 | 0 | 0 | 0 | 0 | 0.173 | 0 | 17.024 | 0 | 0 | 56.376 | 0 | 39.353 | 17.023 | 0 | 0 | 0 | 0 | [74 empty] | 8 | 0
|  |  |  | 1.8735 | 18.7348 | 0 | 0 | 0 | 0 | 0 | 0 | 0.173 | 0 | 18.735 | 0 | 0 | 76.996 | 0 | 58.261 | 18.735 | 0 | 0 | 0 | 0 | [74 empty] | 7 | 0
|  |  |  | 2.6332 | 26.3318 | 0 | 0 | 0 | 0 | 0 | 0 | 0.173 | 0 | 26.332 | 0 | 0 | 67.849 | 0 | 41.518 | 26.331 | 0 | 0 | 0 | 0 | [74 empty] | 6 | 0
|  |  |  | 2.6342 | 26.342 | 0 | 0 | 0 | 0 | 0 | 0 | 0.173 | 0 | 26.342 | 0 | 0 | 65.523 | 0 | 39.181 | 26.342 | 0 | 0 | 0 | 0 | [74 empty] | 5 | 0
|  |  |  | 2.7713 | 27.7135 | 0 | 0 | 0 | 0 | 0 | 0 | 0.173 | 0 | 27.713 | 0 | 0 | 43.915 | 0 | 16.201 | 27.714 | 0 | 0 | 0 | 0 | [74 empty] | 4 | 0
|  |  |  | 2.8374 | 28.3742 | 0 | 0 | 0 | 0 | 0 | 0 | 0.173 | 0 | 28.374 | 0 | 0 | 54.035 | 0 | 25.661 | 28.374 | 0 | 0 | 0 | 0 | [74 empty] | 3 | 0
|  |  |  | 2.7614 | 27.6145 | 0 | 0 | 0 | 0 | 0 | 0 | 0.173 | 0 | 27.614 | 0 | 0 | 44.773 | 0 | 17.158 | 27.615 | 0 | 0 | 0 | 0 | [74 empty] | 2 | 0
|  |  |  | 2.3802 | 23.8016 | 0 | 0 | 0 | 0 | 0 | 0 | 0.173 | 0 | 23.802 | 5.421 | 0 | 18.38 | 0 | 0 | 18.38 | 0 | 0 | 0 | 0 | [74 empty] | 1 | 0
|  |  |  | 2.1212 | 21.2124 | 0 | 0 | 0 | 0 | 0 | 0 | 0.173 | 0 | 21.212 | 20.296 | 0 | 0.916 | 0 | 0 | 0.916 | 0 | 0 | 0 | 0 | [74 empty] | 0 | 0
|  |  |  | 2.0372 | 20.372 | 0 | 0 | 0 | 0 | 0 | 0 | 0.173 | 0 | 20.372 | 20.372 | 0 | 0 | 0 | 0 | 0 | 0 | 0 | 0 | 0 | [74 empty] | 0 | 0
|  |  |  | 2.0441 | 20.4409 | 0 | 0 | 0 | 0 | 0 | 0 | 0.173 | 0 | 20.441 | 20.441 | 0 | 0 | 0 | 0 | 0 | 0 | 0 | 0 | 0 | [74 empty] | 0 | 0
|  |  |  | 2.0437 | 20.4368 | 0 | 0 | 0 | 0 | 0 | 0 | 0.173 | 0 | 20.437 | 20.437 | 0 | 0 | 0 | 0 | 0 | 0 | 0 | 0 | 0 | [74 empty] | 0 | 0
|  |  |  | 2.0394 | 20.3944 | 0 | 0 | 0 | 0 | 0 | 0 | 0.173 | 0 | 20.394 | 20.394 | 0 | 0 | 0 | 0 | 0 | 0 | 0 | 0 | 0 | [74 empty] | 0 | 0
|  |  |  | 2.0333 | 20.3327 | 0 | 0 | 0 | 0 | 0 | 0 | 0.173 | 0 | 20.333 | 20.333 | 0 | 0 | 0 | 0 | 0 | 0 | 0 | 0 | 0 | [74 empty] | 0 | 0
|  |  |  | 2.0462 | 20.4621 | 0 | 0 | 0 | 0 | 0 | 0 | 0.173 | 0 | 20.462 | 20.462 | 0 | 0 | 0 | 0 | 0 | 0 | 0 | 0 | 0 | [74 empty] | 0 | 0
|  |  |  | 2.0326 | 20.3258 | 0 | 0 | 0 | 0 | 0 | 0 | 0.173 | 0 | 20.326 | 20.326 | 0 | 0 | 0 | 0 | 0 | 0 | 0 | 0 | 0 | [74 empty] | 0 | 0
|  |  |  | 2.032 | 20.3205 | 0 | 0 | 0 | 0 | 0 | 0 | 0.173 | 0 | 20.32 | 20.32 | 0 | 0 | 0 | 0 | 0 | 0 | 0 | 0 | 0 | [74 empty] | 0 | 0
|  |  |  | 2.0316 | 20.3159 | 0 | 0 | 0 | 0 | 0 | 0 | 0.173 | 0 | 20.316 | 20.316 | 0 | 0 | 0 | 0 | 0 | 0 | 0 | 0 | 0 | [74 empty] | 0 | 0
|  |  |  | 2.0317 | 20.3172 | 0 | 0 | 0 | 0 | 0 | 0 | 0.173 | 0 | 20.317 | 20.317 | 0 | 0 | 0 | 0 | 0 | 0 | 0 | 0 | 0 | [74 empty] | 0 | 0
|  |  |  | 2.0385 | 20.3846 | 0 | 0 | 0 | 0 | 0 | 0 | 0.173 | 0 | 20.385 | 20.385 | 0 | 0 | 0 | 0 | 0 | 0 | 0 | 0 | 0 | [74 empty] | 0 | 0
|  |  |  | 2.0382 | 20.3824 | 0 | 0 | 0 | 0 | 0 | 0 | 0.173 | 0 | 20.382 | 20.382 | 0 | 0 | 0 | 0 | 0 | 0 | 0 | 0 | 0 | [74 empty] | 0 | 0
|  |  |  | 1.9261 | 19.2611 | 0 | 0 | 0 | 0 | 0 | 0 | 0.173 | 0 | 19.261 | 19.261 | 0 | 0 | 0 | 0 | 0 | 0 | 0 | 0 | 0 | [74 empty] | 0 | 0
|  |  |  | 1.6989 | 16.9894 | 0 | 0 | 0 | 0 | 0 | 0 | 0.173 | 0 | 16.989 | 16.989 | 0 | 0 | 0 | 0 | 0 | 0 | 0 | 0 | 0 | [74 empty] | 0 | 0
|  |  |  | 1.7014 | 17.0139 | 0 | 0 | 0 | 0 | 0 | 0 | 0.173 | 0 | 17.014 | 16.214 | 0 | 0.8 | 0 | 0 | 0.8 | 0 | 0 | 0 | 0 | [74 empty] | 0 | 0
|  |  |  | 1.7042 | 17.0421 | 0 | 0 | 0 | 0 | 0 | 0 | 0.173 | 0 | 17.042 | 13.727 | 0 | 3.315 | 0 | 0 | 3.315 | 0 | 0 | 0 | 0 | [74 empty] | 9 | 0
|  |  |  | 1.7521 | 17.5212 | 0 | 0 | 0 | 0 | 0 | 0 | 0.173 | 0 | 17.521 | 7.11 | 0 | 10.412 | 0 | 0 | 10.412 | 0 | 0 | 0 | 0 | [74 empty] | 8 | 0
|  |  |  | 2.6465 | 26.4653 | 0 | 0 | 0 | 0 | 0 | 0 | 0.173 | 0 | 26.465 | 0 | 0 | 30.319 | 0 | 3.853 | 26.466 | 0 | 0 | 0 | 0 | [74 empty] | 7 | 0
|  |  |  | 2.8823 | 28.8229 | 0 | 0 | 0 | 0 | 0 | 0 | 0.173 | 0 | 28.823 | 10.181 | 0 | 18.642 | 0 | 0 | 18.642 | 0 | 0 | 0 | 0 | [74 empty] | 6 | 0
|  |  |  | 3.152 | 31.5198 | 0 | 0 | 0 | 0 | 0 | 0 | 0.173 | 0 | 31.52 | 0 | 0 | 46.779 | 0 | 15.259 | 31.52 | 0 | 0 | 0 | 0 | [74 empty] | 5 | 0
|  |  |  | 3.1732 | 31.7324 | 0 | 0 | 0 | 0 | 0 | 0 | 0.173 | 0 | 31.732 | 24.215 | 0 | 7.518 | 0 | 0 | 7.518 | 0 | 0 | 0 | 0 | [74 empty] | 4 | 0
|  |  |  | 3.0567 | 30.5666 | 0 | 0 | 0 | 0 | 0 | 0 | 0.173 | 0 | 30.567 | 15.807 | 0 | 14.759 | 0 | 0 | 14.759 | 0 | 0 | 0 | 0 | [74 empty] | 3 | 0
|  |  |  | 2.8136 | 28.136 | 0 | 0 | 0 | 0 | 0 | 0 | 0.173 | 0 | 28.136 | 22.61 | 0 | 5.526 | 0 | 0 | 5.526 | 0 | 0 | 0 | 0 | [74 empty] | 2 | 0
|  |  |  | 1.9253 | 19.2534 | 0 | 0 | 0 | 0 | 0 | 0 | 0.173 | 0 | 19.253 | 16.738 | 0 | 2.516 | 0 | 0 | 2.516 | 0 | 0 | 0 | 0 | [74 empty] | 1 | 0
|  |  |  | 2.0374 | 20.3737 | 0 | 0 | 0 | 0 | 0 | 0 | 0.173 | 0 | 20.374 | 20.374 | 0 | 0 | 0 | 0 | 0 | 0 | 0 | 0 | 0 | [74 empty] | 0 | 0
|  |  |  | 2.0454 | 20.4538 | 0 | 0 | 0 | 0 | 0 | 0 | 0.173 | 0 | 20.454 | 20.454 | 0 | 0 | 0 | 0 | 0 | 0 | 0 | 0 | 0 | [74 empty] | 0 | 0
|  |  |  | 2.0449 | 20.4488 | 0 | 0 | 0 | 0 | 0 | 0 | 0.173 | 0 | 20.449 | 20.449 | 0 | 0 | 0 | 0 | 0 | 0 | 0 | 0 | 0 | [74 empty] | 0 | 0
|  |  |  | 2.0407 | 20.4071 | 0 | 0 | 0 | 0 | 0 | 0 | 0.173 | 0 | 20.407 | 20.407 | 0 | 0 | 0 | 0 | 0 | 0 | 0 | 0 | 0 | [74 empty] | 0 | 0
|  |  |  | 2.0347 | 20.3468 | 0 | 0 | 0 | 0 | 0 | 0 | 0.173 | 0 | 20.347 | 20.347 | 0 | 0 | 0 | 0 | 0 | 0 | 0 | 0 | 0 | [74 empty] | 0 | 0
|  |  |  | 2.0475 | 20.475 | 0 | 0 | 0 | 0 | 0 | 0 | 0.173 | 0 | 20.475 | 20.475 | 0 | 0 | 0 | 0 | 0 | 0 | 0 | 0 | 0 | [74 empty] | 0 | 0
|  |  |  | 2.0337 | 20.337 | 0 | 0 | 0 | 0 | 0 | 0 | 0.173 | 0 | 20.337 | 20.337 | 0 | 0 | 0 | 0 | 0 | 0 | 0 | 0 | 0 | [74 empty] | 0 | 0
|  |  |  | 2.0336 | 20.3361 | 0 | 0 | 0 | 0 | 0 | 0 | 0.173 | 0 | 20.336 | 20.336 | 0 | 0 | 0 | 0 | 0 | 0 | 0 | 0 | 0 | [74 empty] | 0 | 0
|  |  |  | 2.0331 | 20.3306 | 0 | 0 | 0 | 0 | 0 | 0 | 0.173 | 0 | 20.331 | 20.331 | 0 | 0 | 0 | 0 | 0 | 0 | 0 | 0 | 0 | [74 empty] | 0 | 0
|  |  |  | 2.0321 | 20.3207 | 0 | 0 | 0 | 0 | 0 | 0 | 0.173 | 0 | 20.321 | 20.321 | 0 | 0 | 0 | 0 | 0 | 0 | 0 | 0 | 0 | [74 empty] | 0 | 0
|  |  |  | 2.0387 | 20.3873 | 0 | 0 | 0 | 0 | 0 | 0 | 0.173 | 0 | 20.387 | 20.387 | 0 | 0 | 0 | 0 | 0 | 0 | 0 | 0 | 0 | [74 empty] | 0 | 0
|  |  |  | 2.038 | 20.3803 | 0 | 0 | 0 | 0 | 0 | 0 | 0.173 | 0 | 20.38 | 20.38 | 0 | 0 | 0 | 0 | 0 | 0 | 0 | 0 | 0 | [74 empty] | 0 | 0
|  |  |  | 3.1909 | 31.9086 | 0 | 0 | 0 | 0 | 0 | 0 | 0.173 | 0 | 31.909 | 31.909 | 0 | 0 | 0 | 0 | 0 | 0 | 0 | 0 | 0 | [74 empty] | 0 | 0
|  |  |  | 6.4609 | 64.6092 | 0 | 0 | 0 | 0 | 0 | 0 | 0.173 | 0 | 64.609 | 58.415 | 0 | 6.195 | 0 | 0 | 6.195 | 0 | 0 | 0 | 0 | [74 empty] | 0 | 0
|  |  |  | 8.3699 | 83.6991 | 0 | 0 | 0 | 0 | 0 | 0 | 0.173 | 0 | 83.699 | 65.653 | 0 | 18.046 | 0 | 0 | 18.046 | 0 | 0 | 0 | 0 | [74 empty] | 9 | 0
|  |  |  | 9.1906 | 91.9064 | 0 | 0 | 0 | 0 | 0 | 0 | 0.173 | 0 | 91.906 | 42.423 | 0 | 49.484 | 0 | 0 | 49.484 | 0 | 0 | 0 | 0 | [74 empty] | 8 | 0
|  |  |  | 10.5926 | 105.926 | 0 | 0 | 0 | 0 | 0 | 0 | 0.173 | 0 | 105.926 | 46.161 | 0 | 59.765 | 0 | 0 | 59.765 | 0 | 0 | 0 | 0 | [74 empty] | 7 | 0
|  |  |  | 12.0566 | 120.566 | 0 | 0 | 0 | 0 | 0 | 0 | 0.173 | 0 | 120.566 | 51.916 | 0 | 68.649 | 0 | 0 | 68.649 | 0 | 0 | 0 | 0 | [74 empty] | 6 | 0
|  |  |  | 11.7063 | 117.063 | 0 | 0 | 0 | 0 | 0 | 0 | 0.173 | 0 | 117.063 | 43.034 | 0 | 74.03 | 0 | 0 | 74.03 | 0 | 0 | 0 | 0 | [74 empty] | 5 | 0
|  |  |  | 10.6181 | 106.181 | 0 | 0 | 0 | 0 | 0 | 0 | 0.173 | 0 | 106.181 | 37.925 | 0 | 68.257 | 0 | 0 | 68.257 | 0 | 0 | 0 | 0 | [74 empty] | 4 | 0
|  |  |  | 10.5147 | 105.147 | 0 | 0 | 0 | 0 | 0 | 0 | 0.173 | 0 | 105.147 | 50.705 | 0 | 54.442 | 0 | 0 | 54.442 | 0 | 0 | 0 | 0 | [74 empty] | 3 | 0
|  |  |  | 10.1025 | 101.025 | 0 | 0 | 0 | 0 | 0 | 0 | 0.173 | 0 | 101.025 | 63.014 | 0 | 38.011 | 0 | 0 | 38.011 | 0 | 0 | 0 | 0 | [74 empty] | 2 | 0
|  |  |  | 9.5836 | 95.8364 | 0 | 0 | 0 | 0 | 0 | 0 | 0.173 | 0 | 95.836 | 75.61 | 0 | 20.227 | 0 | 0 | 20.227 | 0 | 0 | 0 | 0 | [74 empty] | 1 | 0
|  |  |  | 7.3506 | 73.5055 | 0 | 0 | 0 | 0 | 0 | 0 | 0.173 | 0 | 73.506 | 72.008 | 0 | 1.498 | 0 | 0 | 1.498 | 0 | 0 | 0 | 0 | [74 empty] | 0 | 0
|  |  |  | 7.0702 | 70.7022 | 0 | 0 | 0 | 0 | 0 | 0 | 0.173 | 0 | 70.702 | 70.702 | 0 | 0 | 0 | 0 | 0 | 0 | 0 | 0 | 0 | [74 empty] | 0 | 0
|  |  |  | 7.0061 | 70.0608 | 0 | 0 | 0 | 0 | 0 | 0 | 0.173 | 0 | 70.061 | 70.061 | 0 | 0 | 0 | 0 | 0 | 0 | 0 | 0 | 0 | [74 empty] | 0 | 0
|  |  |  | 7.0491 | 70.4906 | 0 | 0 | 0 | 0 | 0 | 0 | 0.173 | 0 | 70.491 | 70.491 | 0 | 0 | 0 | 0 | 0 | 0 | 0 | 0 | 0 | [74 empty] | 0 | 0
|  |  |  | 2.0381 | 20.3809 | 0 | 0 | 0 | 0 | 0 | 0 | 0.173 | 0 | 20.381 | 20.381 | 0 | 0 | 0 | 0 | 0 | 0 | 0 | 0 | 0 | [74 empty] | 0 | 0
|  |  |  | 2.0331 | 20.3314 | 0 | 0 | 0 | 0 | 0 | 0 | 0.173 | 0 | 20.331 | 20.331 | 0 | 0 | 0 | 0 | 0 | 0 | 0 | 0 | 0 | [74 empty] | 0 | 0
|  |  |  | 2.0472 | 20.4724 | 0 | 0 | 0 | 0 | 0 | 0 | 0.173 | 0 | 20.472 | 20.472 | 0 | 0 | 0 | 0 | 0 | 0 | 0 | 0 | 0 | [74 empty] | 0 | 0
|  |  |  | 2.0327 | 20.3273 | 0 | 0 | 0 | 0 | 0 | 0 | 0.173 | 0 | 20.327 | 20.327 | 0 | 0 | 0 | 0 | 0 | 0 | 0 | 0 | 0 | [74 empty] | 0 | 0
|  |  |  | 2.0324 | 20.3235 | 0 | 0 | 0 | 0 | 0 | 0 | 0.173 | 0 | 20.323 | 20.323 | 0 | 0 | 0 | 0 | 0 | 0 | 0 | 0 | 0 | [74 empty] | 0 | 0
|  |  |  | 2.032 | 20.3202 | 0 | 0 | 0 | 0 | 0 | 0 | 0.173 | 0 | 20.32 | 20.32 | 0 | 0 | 0 | 0 | 0 | 0 | 0 | 0 | 0 | [74 empty] | 0 | 0
|  |  |  | 2.032 | 20.3198 | 0 | 0 | 0 | 0 | 0 | 0 | 0.173 | 0 | 20.32 | 20.32 | 0 | 0 | 0 | 0 | 0 | 0 | 0 | 0 | 0 | [74 empty] | 0 | 0
|  |  |  | 2.0669 | 20.6687 | 0 | 0 | 0 | 0 | 0 | 0 | 0.173 | 0 | 20.669 | 20.669 | 0 | 0 | 0 | 0 | 0 | 0 | 0 | 0 | 0 | [74 empty] | 0 | 0
|  |  |  | 2.061 | 20.61 | 0 | 0 | 0 | 0 | 0 | 0 | 0.173 | 0 | 20.61 | 20.61 | 0 | 0 | 0 | 0 | 0 | 0 | 0 | 0 | 0 | [74 empty] | 0 | 0
|  |  |  | 3.1143 | 31.1428 | 0 | 0 | 0 | 0 | 0 | 0 | 0.173 | 0 | 31.143 | 31.143 | 0 | 0 | 0 | 0 | 0 | 0 | 0 | 0 | 0 | [74 empty] | 0 | 0
|  |  |  | 6.2125 | 62.1252 | 0 | 0 | 0 | 0 | 0 | 0 | 0.173 | 0 | 62.125 | 55.436 | 0 | 6.689 | 0 | 0 | 6.689 | 0 | 0 | 0 | 0 | [74 empty] | 10 | 0
|  |  |  | 7.8353 | 78.3533 | 0 | 0 | 0 | 0 | 0 | 0 | 0.173 | 0 | 78.353 | 46.973 | 0 | 31.38 | 0 | 0 | 31.38 | 0 | 0 | 0 | 0 | [74 empty] | 9 | 0
|  |  |  | 8.0409 | 80.4091 | 0 | 0 | 0 | 0 | 0 | 0 | 0.173 | 0 | 80.409 | 24.643 | 0 | 55.766 | 0 | 0 | 55.766 | 0 | 0 | 0 | 0 | [74 empty] | 8 | 0
|  |  |  | 8.3348 | 83.3481 | 0 | 0 | 0 | 0 | 0 | 0 | 0.173 | 0 | 83.348 | 12.038 | 0 | 71.31 | 0 | 0 | 71.31 | 0 | 0 | 0 | 0 | [74 empty] | 7 | 0
|  |  |  | 8.8829 | 88.8292 | 0 | 0 | 0 | 0 | 0 | 0 | 0.173 | 0 | 88.829 | 8.358 | 0 | 80.471 | 0 | 0 | 80.471 | 0 | 0 | 0 | 0 | [74 empty] | 6 | 0
|  |  |  | 9.3544 | 93.5437 | 0 | 0 | 0 | 0 | 0 | 0 | 0.173 | 0 | 93.544 | 10.281 | 0 | 83.263 | 0 | 0 | 83.263 | 0 | 0 | 0 | 0 | [74 empty] | 5 | 0
|  |  |  | 9.3058 | 93.0584 | 0 | 0 | 0 | 0 | 0 | 0 | 0.173 | 0 | 93.058 | 14.826 | 0 | 78.232 | 0 | 0 | 78.232 | 0 | 0 | 0 | 0 | [74 empty] | 4 | 0
|  |  |  | 9.0561 | 90.5614 | 0 | 0 | 0 | 0 | 0 | 0 | 0.173 | 0 | 90.561 | 23.25 | 0 | 67.311 | 0 | 0 | 67.311 | 0 | 0 | 0 | 0 | [74 empty] | 3 | 0
|  |  |  | 8.445 | 84.4495 | 0 | 0 | 0 | 0 | 0 | 0 | 0.173 | 0 | 84.449 | 34.209 | 0 | 50.24 | 0 | 0 | 50.24 | 0 | 0 | 0 | 0 | [74 empty] | 2 | 0
|  |  |  | 7.8106 | 78.1057 | 0 | 0 | 0 | 0 | 0 | 0 | 0.173 | 0 | 78.106 | 52.877 | 0 | 25.229 | 0 | 0 | 25.229 | 0 | 0 | 0 | 0 | [74 empty] | 1 | 0
|  |  |  | 6.4941 | 64.9407 | 0 | 0 | 0 | 0 | 0 | 0 | 0.173 | 0 | 64.941 | 62.018 | 0 | 2.923 | 0 | 0 | 2.923 | 0 | 0 | 0 | 0 | [74 empty] | 0 | 0
|  |  |  | 6.6513 | 66.5132 | 0 | 0 | 0 | 0 | 0 | 0 | 0.173 | 0 | 66.513 | 66.513 | 0 | 0 | 0 | 0 | 0 | 0 | 0 | 0 | 0 | [74 empty] | 0 | 0
|  |  |  | 6.6635 | 66.6348 | 0 | 0 | 0 | 0 | 0 | 0 | 0.173 | 0 | 66.635 | 66.635 | 0 | 0 | 0 | 0 | 0 | 0 | 0 | 0 | 0 | [74 empty] | 0 | 0
|  |  |  | 6.6604 | 66.6035 | 0 | 0 | 0 | 0 | 0 | 0 | 0.173 | 0 | 66.604 | 66.604 | 0 | 0 | 0 | 0 | 0 | 0 | 0 | 0 | 0 | [74 empty] | 0 | 0
|  |  |  | 2.0312 | 20.3121 | 0 | 0 | 0 | 0 | 0 | 0 | 0.173 | 0 | 20.312 | 20.312 | 0 | 0 | 0 | 0 | 0 | 0 | 0 | 0 | 0 | [74 empty] | 0 | 0
|  |  |  | 2.032 | 20.3203 | 0 | 0 | 0 | 0 | 0 | 0 | 0.173 | 0 | 20.32 | 20.32 | 0 | 0 | 0 | 0 | 0 | 0 | 0 | 0 | 0 | [74 empty] | 0 | 0
|  |  |  | 2.0464 | 20.4643 | 0 | 0 | 0 | 0 | 0 | 0 | 0.173 | 0 | 20.464 | 20.464 | 0 | 0 | 0 | 0 | 0 | 0 | 0 | 0 | 0 | [74 empty] | 0 | 0
|  |  |  | 2.0322 | 20.3223 | 0 | 0 | 0 | 0 | 0 | 0 | 0.173 | 0 | 20.322 | 20.322 | 0 | 0 | 0 | 0 | 0 | 0 | 0 | 0 | 0 | [74 empty] | 0 | 0
|  |  |  | 2.0321 | 20.321 | 0 | 0 | 0 | 0 | 0 | 0 | 0.173 | 0 | 20.321 | 20.321 | 0 | 0 | 0 | 0 | 0 | 0 | 0 | 0 | 0 | [74 empty] | 0 | 0
|  |  |  | 2.032 | 20.3204 | 0 | 0 | 0 | 0 | 0 | 0 | 0.173 | 0 | 20.32 | 20.32 | 0 | 0 | 0 | 0 | 0 | 0 | 0 | 0 | 0 | [74 empty] | 0 | 0
|  |  |  | 2.032 | 20.3196 | 0 | 0 | 0 | 0 | 0 | 0 | 0.173 | 0 | 20.32 | 20.32 | 0 | 0 | 0 | 0 | 0 | 0 | 0 | 0 | 0 | [74 empty] | 0 | 0
|  |  |  | 2.0389 | 20.3891 | 0 | 0 | 0 | 0 | 0 | 0 | 0.173 | 0 | 20.389 | 20.389 | 0 | 0 | 0 | 0 | 0 | 0 | 0 | 0 | 0 | [74 empty] | 0 | 0
|  |  |  | 2.0384 | 20.3837 | 0 | 0 | 0 | 0 | 0 | 0 | 0.173 | 0 | 20.384 | 20.384 | 0 | 0 | 0 | 0 | 0 | 0 | 0 | 0 | 0 | [74 empty] | 0 | 0
|  |  |  | 3.1684 | 31.684 | 0 | 0 | 0 | 0 | 0 | 0 | 0.173 | 0 | 31.684 | 31.684 | 0 | 0 | 0 | 0 | 0 | 0 | 0 | 0 | 0 | [74 empty] | 0 | 0
|  |  |  | 6.2713 | 62.7132 | 0 | 0 | 0 | 0 | 0 | 0 | 0.173 | 0 | 62.713 | 55.457 | 0 | 7.256 | 0 | 0 | 7.256 | 0 | 0 | 0 | 0 | [74 empty] | 10 | 0
|  |  |  | 7.7013 | 77.0134 | 0 | 0 | 0 | 0 | 0 | 0 | 0.173 | 0 | 77.013 | 44.935 | 0 | 32.078 | 0 | 0 | 32.078 | 0 | 0 | 0 | 0 | [74 empty] | 9 | 0
|  |  |  | 7.7323 | 77.3234 | 0 | 0 | 0 | 0 | 0 | 0 | 0.173 | 0 | 77.323 | 20.772 | 0 | 56.551 | 0 | 0 | 56.551 | 0 | 0 | 0 | 0 | [74 empty] | 8 | 0
|  |  |  | 7.8903 | 78.9026 | 0 | 0 | 0 | 0 | 0 | 0 | 0.173 | 0 | 78.903 | 12.056 | 0 | 66.846 | 0 | 0 | 66.846 | 0 | 0 | 0 | 0 | [74 empty] | 7 | 0
|  |  |  | 8.0287 | 80.2874 | 0 | 0 | 0 | 0 | 0 | 0 | 0.173 | 0 | 80.287 | 8.759 | 0 | 71.528 | 0 | 0 | 71.528 | 0 | 0 | 0 | 0 | [74 empty] | 6 | 0
|  |  |  | 8.1929 | 81.9294 | 0 | 0 | 0 | 0 | 0 | 0 | 0.173 | 0 | 81.929 | 17.744 | 0 | 64.185 | 0 | 0 | 64.185 | 0 | 0 | 0 | 0 | [74 empty] | 5 | 0
|  |  |  | 8.1643 | 81.6429 | 0 | 0 | 0 | 0 | 0 | 0 | 0.173 | 0 | 81.643 | 17.109 | 0 | 64.534 | 0 | 0 | 64.534 | 0 | 0 | 0 | 0 | [74 empty] | 4 | 0
|  |  |  | 8.0381 | 80.3813 | 0 | 0 | 0 | 0 | 0 | 0 | 0.173 | 0 | 80.381 | 43.287 | 0 | 37.095 | 0 | 0 | 37.095 | 0 | 0 | 0 | 0 | [74 empty] | 3 | 0
|  |  |  | 7.8377 | 78.377 | 0 | 0 | 0 | 0 | 0 | 0 | 0.173 | 0 | 78.377 | 42.867 | 0 | 35.51 | 0 | 0 | 35.51 | 0 | 0 | 0 | 0 | [74 empty] | 2 | 0
|  |  |  | 7.6742 | 76.7419 | 0 | 0 | 0 | 0 | 0 | 0 | 0.173 | 0 | 76.742 | 64.135 | 0 | 12.607 | 0 | 0 | 12.607 | 0 | 0 | 0 | 0 | [74 empty] | 1 | 0
|  |  |  | 6.5243 | 65.2427 | 0 | 0 | 0 | 0 | 0 | 0 | 0.173 | 0 | 65.243 | 63.571 | 0 | 1.672 | 0 | 0 | 1.672 | 0 | 0 | 0 | 0 | [74 empty] | 0 | 0
|  |  |  | 6.6599 | 66.5989 | 0 | 0 | 0 | 0 | 0 | 0 | 0.173 | 0 | 66.599 | 66.599 | 0 | 0 | 0 | 0 | 0 | 0 | 0 | 0 | 0 | [74 empty] | 0 | 0
|  |  |  | 6.6346 | 66.3457 | 0 | 0 | 0 | 0 | 0 | 0 | 0.173 | 0 | 66.346 | 66.346 | 0 | 0 | 0 | 0 | 0 | 0 | 0 | 0 | 0 | [74 empty] | 0 | 0
|  |  |  | 6.6383 | 66.3829 | 0 | 0 | 0 | 0 | 0 | 0 | 0.173 | 0 | 66.383 | 66.383 | 0 | 0 | 0 | 0 | 0 | 0 | 0 | 0 | 0 | [74 empty] | 0 | 0
|  |  |  | 2.036 | 20.3599 | 0 | 0 | 0 | 0 | 0 | 0 | 0.173 | 0 | 20.36 | 20.36 | 0 | 0 | 0 | 0 | 0 | 0 | 0 | 0 | 0 | [74 empty] | 0 | 0
|  |  |  | 2.0317 | 20.317 | 0 | 0 | 0 | 0 | 0 | 0 | 0.173 | 0 | 20.317 | 20.317 | 0 | 0 | 0 | 0 | 0 | 0 | 0 | 0 | 0 | [74 empty] | 0 | 0
|  |  |  | 2.0462 | 20.4618 | 0 | 0 | 0 | 0 | 0 | 0 | 0.173 | 0 | 20.462 | 20.462 | 0 | 0 | 0 | 0 | 0 | 0 | 0 | 0 | 0 | [74 empty] | 0 | 0
|  |  |  | 2.0321 | 20.321 | 0 | 0 | 0 | 0 | 0 | 0 | 0.173 | 0 | 20.321 | 20.321 | 0 | 0 | 0 | 0 | 0 | 0 | 0 | 0 | 0 | [74 empty] | 0 | 0
|  |  |  | 2.0321 | 20.3211 | 0 | 0 | 0 | 0 | 0 | 0 | 0.173 | 0 | 20.321 | 20.321 | 0 | 0 | 0 | 0 | 0 | 0 | 0 | 0 | 0 | [74 empty] | 0 | 0
|  |  |  | 2.0321 | 20.3208 | 0 | 0 | 0 | 0 | 0 | 0 | 0.173 | 0 | 20.321 | 20.321 | 0 | 0 | 0 | 0 | 0 | 0 | 0 | 0 | 0 | [74 empty] | 0 | 0
|  |  |  | 2.032 | 20.3202 | 0 | 0 | 0 | 0 | 0 | 0 | 0.173 | 0 | 20.32 | 20.32 | 0 | 0 | 0 | 0 | 0 | 0 | 0 | 0 | 0 | [74 empty] | 0 | 0
|  |  |  | 2.0391 | 20.3906 | 0 | 0 | 0 | 0 | 0 | 0 | 0.173 | 0 | 20.391 | 20.391 | 0 | 0 | 0 | 0 | 0 | 0 | 0 | 0 | 0 | [74 empty] | 0 | 0
|  |  |  | 2.0385 | 20.3852 | 0 | 0 | 0 | 0 | 0 | 0 | 0.173 | 0 | 20.385 | 20.385 | 0 | 0 | 0 | 0 | 0 | 0 | 0 | 0 | 0 | [74 empty] | 0 | 0
|  |  |  | 3.2092 | 32.0925 | 0 | 0 | 0 | 0 | 0 | 0 | 0.173 | 0 | 32.092 | 32.092 | 0 | 0 | 0 | 0 | 0 | 0 | 0 | 0 | 0 | [74 empty] | 0 | 0
|  |  |  | 6.3181 | 63.1814 | 0 | 0 | 0 | 0 | 0 | 0 | 0.173 | 0 | 63.181 | 55.416 | 0 | 7.765 | 0 | 0 | 7.765 | 0 | 0 | 0 | 0 | [74 empty] | 10 | 0
|  |  |  | 7.7525 | 77.5254 | 0 | 0 | 0 | 0 | 0 | 0 | 0.173 | 0 | 77.525 | 56.324 | 0 | 21.201 | 0 | 0 | 21.201 | 0 | 0 | 0 | 0 | [74 empty] | 9 | 0
|  |  |  | 7.756 | 77.5602 | 0 | 0 | 0 | 0 | 0 | 0 | 0.173 | 0 | 77.56 | 18.29 | 0 | 59.27 | 0 | 0 | 59.27 | 0 | 0 | 0 | 0 | [74 empty] | 8 | 0
|  |  |  | 7.8881 | 78.8813 | 0 | 0 | 0 | 0 | 0 | 0 | 0.173 | 0 | 78.881 | 15.118 | 0 | 63.763 | 0 | 0 | 63.763 | 0 | 0 | 0 | 0 | [74 empty] | 7 | 0
|  |  |  | 7.8911 | 78.9112 | 0 | 0 | 0 | 0 | 0 | 0 | 0.173 | 0 | 78.911 | 0 | 0 | 87.291 | 0 | 8.38 | 78.911 | 0 | 0 | 0 | 0 | [74 empty] | 6 | 0
|  |  |  | 7.8434 | 78.434 | 0 | 0 | 0 | 0 | 0 | 0 | 0.173 | 0 | 78.434 | 26.478 | 0 | 51.956 | 0 | 0 | 51.956 | 0 | 0 | 0 | 0 | [74 empty] | 5 | 0
|  |  |  | 7.7497 | 77.4972 | 0 | 0 | 0 | 0 | 0 | 0 | 0.173 | 0 | 77.497 | 37.174 | 0 | 40.323 | 0 | 0 | 40.323 | 0 | 0 | 0 | 0 | [74 empty] | 4 | 0
|  |  |  | 7.7507 | 77.5068 | 0 | 0 | 0 | 0 | 0 | 0 | 0.173 | 0 | 77.507 | 32.516 | 0 | 44.991 | 0 | 0 | 44.991 | 0 | 0 | 0 | 0 | [74 empty] | 3 | 0
|  |  |  | 7.6325 | 76.3248 | 0 | 0 | 0 | 0 | 0 | 0 | 0.173 | 0 | 76.325 | 66.48 | 0 | 9.844 | 0 | 0 | 9.844 | 0 | 0 | 0 | 0 | [74 empty] | 2 | 0
|  |  |  | 7.5503 | 75.5033 | 0 | 0 | 0 | 0 | 0 | 0 | 0.173 | 0 | 75.503 | 64.699 | 0 | 10.804 | 0 | 0 | 10.804 | 0 | 0 | 0 | 0 | [74 empty] | 1 | 0
|  |  |  | 6.4575 | 64.5746 | 0 | 0 | 0 | 0 | 0 | 0 | 0.173 | 0 | 64.575 | 63.426 | 0 | 1.149 | 0 | 0 | 1.149 | 0 | 0 | 0 | 0 | [74 empty] | 0 | 0
|  |  |  | 6.5681 | 65.6813 | 0 | 0 | 0 | 0 | 0 | 0 | 0.173 | 0 | 65.681 | 65.681 | 0 | 0 | 0 | 0 | 0 | 0 | 0 | 0 | 0 | [74 empty] | 0 | 0
|  |  |  | 6.5561 | 65.5606 | 0 | 0 | 0 | 0 | 0 | 0 | 0.173 | 0 | 65.561 | 65.561 | 0 | 0 | 0 | 0 | 0 | 0 | 0 | 0 | 0 | [74 empty] | 0 | 0
|  |  |  | 6.5556 | 65.5561 | 0 | 0 | 0 | 0 | 0 | 0 | 0.173 | 0 | 65.556 | 65.556 | 0 | 0 | 0 | 0 | 0 | 0 | 0 | 0 | 0 | [74 empty] | 0 | 0
|  |  |  | 2.0347 | 20.3473 | 0 | 0 | 0 | 0 | 0 | 0 | 0.173 | 0 | 20.347 | 20.347 | 0 | 0 | 0 | 0 | 0 | 0 | 0 | 0 | 0 | [74 empty] | 0 | 0
|  |  |  | 2.0305 | 20.3054 | 0 | 0 | 0 | 0 | 0 | 0 | 0.173 | 0 | 20.305 | 20.305 | 0 | 0 | 0 | 0 | 0 | 0 | 0 | 0 | 0 | [74 empty] | 0 | 0
|  |  |  | 2.0451 | 20.4512 | 0 | 0 | 0 | 0 | 0 | 0 | 0.173 | 0 | 20.451 | 20.451 | 0 | 0 | 0 | 0 | 0 | 0 | 0 | 0 | 0 | [74 empty] | 0 | 0
|  |  |  | 2.0309 | 20.3091 | 0 | 0 | 0 | 0 | 0 | 0 | 0.173 | 0 | 20.309 | 20.309 | 0 | 0 | 0 | 0 | 0 | 0 | 0 | 0 | 0 | [74 empty] | 0 | 0
|  |  |  | 2.0309 | 20.3086 | 0 | 0 | 0 | 0 | 0 | 0 | 0.173 | 0 | 20.309 | 20.309 | 0 | 0 | 0 | 0 | 0 | 0 | 0 | 0 | 0 | [74 empty] | 0 | 0
|  |  |  | 2.0305 | 20.3047 | 0 | 0 | 0 | 0 | 0 | 0 | 0.173 | 0 | 20.305 | 20.305 | 0 | 0 | 0 | 0 | 0 | 0 | 0 | 0 | 0 | [74 empty] | 0 | 0
|  |  |  | 2.0303 | 20.3029 | 0 | 0 | 0 | 0 | 0 | 0 | 0.173 | 0 | 20.303 | 20.303 | 0 | 0 | 0 | 0 | 0 | 0 | 0 | 0 | 0 | [74 empty] | 0 | 0
|  |  |  | 2.0637 | 20.6371 | 0 | 0 | 0 | 0 | 0 | 0 | 0.173 | 0 | 20.637 | 20.637 | 0 | 0 | 0 | 0 | 0 | 0 | 0 | 0 | 0 | [74 empty] | 0 | 0
|  |  |  | 2.0582 | 20.5818 | 0 | 0 | 0 | 0 | 0 | 0 | 0.173 | 0 | 20.582 | 20.582 | 0 | 0 | 0 | 0 | 0 | 0 | 0 | 0 | 0 | [74 empty] | 0 | 0
|  |  |  | 3.1183 | 31.1835 | 0 | 0 | 0 | 0 | 0 | 0 | 0.173 | 0 | 31.184 | 31.184 | 0 | 0 | 0 | 0 | 0 | 0 | 0 | 0 | 0 | [74 empty] | 0 | 0
|  |  |  | 6.214 | 62.14 | 0 | 0 | 0 | 0 | 0 | 0 | 0.173 | 0 | 62.14 | 62.14 | 0 | 0 | 0 | 0 | 0 | 0 | 0 | 0 | 0 | [74 empty] | 0 | 0
|  |  |  | 7.6467 | 76.4672 | 0 | 0 | 0 | 0 | 0 | 0 | 0.173 | 0 | 76.467 | 64.587 | 0 | 11.88 | 0 | 0 | 11.88 | 0 | 0 | 0 | 0 | [74 empty] | 6 | 0
|  |  |  | 7.7519 | 77.5189 | 0 | 0 | 0 | 0 | 0 | 0 | 0.173 | 0 | 77.519 | 57.83 | 0 | 19.689 | 0 | 0 | 19.689 | 0 | 0 | 0 | 0 | [74 empty] | 5 | 0
|  |  |  | 7.9432 | 79.4322 | 0 | 0 | 0 | 0 | 0 | 0 | 0.173 | 0 | 79.432 | 45.362 | 0 | 34.07 | 0 | 0 | 34.07 | 0 | 0 | 0 | 0 | [74 empty] | 4 | 0
|  |  |  | 8.141 | 81.4098 | 0 | 0 | 0 | 0 | 0 | 0 | 0.173 | 0 | 81.41 | 46.787 | 0 | 34.623 | 0 | 0 | 34.623 | 0 | 0 | 0 | 0 | [74 empty] | 3 | 0
|  |  |  | 8.3355 | 83.3548 | 0 | 0 | 0 | 0 | 0 | 0 | 0.173 | 0 | 83.355 | 60.409 | 0 | 22.946 | 0 | 0 | 22.946 | 0 | 0 | 0 | 0 | [74 empty] | 2 | 0
|  |  |  | 8.2925 | 82.9248 | 0 | 0 | 0 | 0 | 0 | 0 | 0.173 | 0 | 82.925 | 61.157 | 0 | 21.768 | 0 | 0 | 21.768 | 0 | 0 | 0 | 0 | [74 empty] | 1 | 0
|  |  |  | 8.213 | 82.1304 | 0 | 0 | 0 | 0 | 0 | 0 | 0.173 | 0 | 82.13 | 77.288 | 0 | 4.842 | 0 | 0 | 4.842 | 0 | 0 | 0 | 0 | [74 empty] | 0 | 0
|  |  |  | 7.9974 | 79.9737 | 0 | 0 | 0 | 0 | 0 | 0 | 0.173 | 0 | 79.974 | 64.4 | 0 | 15.574 | 0 | 0 | 15.574 | 0 | 0 | 0 | 0 | [74 empty] | 2 | 0
|  |  |  | 7.763 | 77.6303 | 0 | 0 | 0 | 0 | 0 | 0 | 0.173 | 0 | 77.63 | 65.779 | 0 | 11.851 | 0 | 0 | 11.851 | 0 | 0 | 0 | 0 | [74 empty] | 1 | 0
|  |  |  | 6.5492 | 65.4923 | 0 | 0 | 0 | 0 | 0 | 0 | 0.173 | 0 | 65.492 | 65.012 | 0 | 0.48 | 0 | 0 | 0.48 | 0 | 0 | 0 | 0 | [74 empty] | 0 | 0
|  |  |  | 6.6279 | 66.2793 | 0 | 0 | 0 | 0 | 0 | 0 | 0.173 | 0 | 66.279 | 66.279 | 0 | 0 | 0 | 0 | 0 | 0 | 0 | 0 | 0 | [74 empty] | 0 | 0
|  |  |  | 6.6022 | 66.0218 | 0 | 0 | 0 | 0 | 0 | 0 | 0.173 | 0 | 66.022 | 66.022 | 0 | 0 | 0 | 0 | 0 | 0 | 0 | 0 | 0 | [74 empty] | 0 | 0
|  |  |  | 6.6002 | 66.0017 | 0 | 0 | 0 | 0 | 0 | 0 | 0.173 | 0 | 66.002 | 66.002 | 0 | 0 | 0 | 0 | 0 | 0 | 0 | 0 | 0 | [74 empty] | 0 | 0
|  |  |  | 2.0305 | 20.3046 | 0 | 0 | 0 | 0 | 0 | 0 | 0.173 | 0 | 20.305 | 20.305 | 0 | 0 | 0 | 0 | 0 | 0 | 0 | 0 | 0 | [74 empty] | 0 | 0
|  |  |  | 2.0313 | 20.3126 | 0 | 0 | 0 | 0 | 0 | 0 | 0.173 | 0 | 20.313 | 20.313 | 0 | 0 | 0 | 0 | 0 | 0 | 0 | 0 | 0 | [74 empty] | 0 | 0
|  |  |  | 2.0458 | 20.4578 | 0 | 0 | 0 | 0 | 0 | 0 | 0.173 | 0 | 20.458 | 20.458 | 0 | 0 | 0 | 0 | 0 | 0 | 0 | 0 | 0 | [74 empty] | 0 | 0
|  |  |  | 2.0313 | 20.3128 | 0 | 0 | 0 | 0 | 0 | 0 | 0.173 | 0 | 20.313 | 20.313 | 0 | 0 | 0 | 0 | 0 | 0 | 0 | 0 | 0 | [74 empty] | 0 | 0
|  |  |  | 2.0305 | 20.3055 | 0 | 0 | 0 | 0 | 0 | 0 | 0.173 | 0 | 20.305 | 20.305 | 0 | 0 | 0 | 0 | 0 | 0 | 0 | 0 | 0 | [74 empty] | 0 | 0
|  |  |  | 2.03 | 20.2999 | 0 | 0 | 0 | 0 | 0 | 0 | 0.173 | 0 | 20.3 | 20.3 | 0 | 0 | 0 | 0 | 0 | 0 | 0 | 0 | 0 | [74 empty] | 0 | 0
|  |  |  | 2.0298 | 20.2979 | 0 | 0 | 0 | 0 | 0 | 0 | 0.173 | 0 | 20.298 | 20.298 | 0 | 0 | 0 | 0 | 0 | 0 | 0 | 0 | 0 | [74 empty] | 0 | 0
|  |  |  | 2.0363 | 20.3632 | 0 | 0 | 0 | 0 | 0 | 0 | 0.173 | 0 | 20.363 | 20.363 | 0 | 0 | 0 | 0 | 0 | 0 | 0 | 0 | 0 | [74 empty] | 0 | 0
|  |  |  | 2.0359 | 20.3587 | 0 | 0 | 0 | 0 | 0 | 0 | 0.173 | 0 | 20.359 | 20.359 | 0 | 0 | 0 | 0 | 0 | 0 | 0 | 0 | 0 | [74 empty] | 0 | 0
|  |  |  | 1.9232 | 19.2318 | 0 | 0 | 0 | 0 | 0 | 0 | 0.173 | 0 | 19.232 | 19.232 | 0 | 0 | 0 | 0 | 0 | 0 | 0 | 0 | 0 | [74 empty] | 0 | 0
|  |  |  | 1.696 | 16.9599 | 0 | 0 | 0 | 0 | 0 | 0 | 0.173 | 0 | 16.96 | 14.095 | 0 | 2.865 | 0 | 0 | 2.865 | 0 | 0 | 0 | 0 | [74 empty] | 10 | 0
|  |  |  | 1.6972 | 16.9719 | 0 | 0 | 0 | 0 | 0 | 0 | 0.173 | 0 | 16.972 | 1.98 | 0 | 14.992 | 0 | 0 | 14.992 | 0 | 0 | 0 | 0 | [74 empty] | 9 | 0
|  |  |  | 1.6984 | 16.9839 | 0 | 0 | 0 | 0 | 0 | 0 | 0.173 | 0 | 16.984 | 0 | 0 | 34.085 | 0 | 17.101 | 16.984 | 0 | 0 | 0 | 0 | [74 empty] | 8 | 0
|  |  |  | 1.699 | 16.9896 | 0 | 0 | 0 | 0 | 0 | 0 | 0.173 | 0 | 16.99 | 0 | 0 | 31.54 | 0 | 14.55 | 16.99 | 0 | 0 | 0 | 0 | [74 empty] | 7 | 0
|  |  |  | 1.7123 | 17.1231 | 0 | 0 | 0 | 0 | 0 | 0 | 0.173 | 0 | 17.123 | 4.065 | 0 | 13.058 | 0 | 0 | 13.058 | 0 | 0 | 0 | 0 | [74 empty] | 6 | 0
|  |  |  | 1.8528 | 18.5276 | 0 | 0 | 0 | 0 | 0 | 0 | 0.173 | 0 | 18.528 | 0 | 0 | 31.642 | 0 | 13.114 | 18.528 | 0 | 0 | 0 | 0 | [74 empty] | 5 | 0
|  |  |  | 2.0484 | 20.4841 | 0 | 0 | 0 | 0 | 0 | 0 | 0.173 | 0 | 20.484 | 0 | 0 | 55.809 | 0 | 35.325 | 20.484 | 0 | 0 | 0 | 0 | [74 empty] | 4 | 0
|  |  |  | 1.9876 | 19.8764 | 0 | 0 | 0 | 0 | 0 | 0 | 0.173 | 0 | 19.876 | 4.768 | 0 | 15.108 | 0 | 0 | 15.108 | 0 | 0 | 0 | 0 | [74 empty] | 3 | 0
|  |  |  | 1.9323 | 19.3232 | 0 | 0 | 0 | 0 | 0 | 0 | 0.173 | 0 | 19.323 | 12.954 | 0 | 6.369 | 0 | 0 | 6.369 | 0 | 0 | 0 | 0 | [74 empty] | 2 | 0
|  |  |  | 1.8358 | 18.3581 | 0 | 0 | 0 | 0 | 0 | 0 | 0.173 | 0 | 18.358 | 6.827 | 0 | 11.531 | 0 | 0 | 11.531 | 0 | 0 | 0 | 0 | [74 empty] | 1 | 0
|  |  |  | 1.8916 | 18.9158 | 0 | 0 | 0 | 0 | 0 | 0 | 0.173 | 0 | 18.916 | 17.258 | 0 | 1.658 | 0 | 0 | 1.658 | 0 | 0 | 0 | 0 | [74 empty] | 0 | 0
|  |  |  | 2.0339 | 20.3385 | 0 | 0 | 0 | 0 | 0 | 0 | 0.173 | 0 | 20.338 | 20.338 | 0 | 0 | 0 | 0 | 0 | 0 | 0 | 0 | 0 | [74 empty] | 0 | 0
|  |  |  | 2.0408 | 20.4079 | 0 | 0 | 0 | 0 | 0 | 0 | 0.173 | 0 | 20.408 | 20.408 | 0 | 0 | 0 | 0 | 0 | 0 | 0 | 0 | 0 | [74 empty] | 0 | 0
|  |  |  | 2.0402 | 20.4025 | 0 | 0 | 0 | 0 | 0 | 0 | 0.173 | 0 | 20.403 | 20.403 | 0 | 0 | 0 | 0 | 0 | 0 | 0 | 0 | 0 | [74 empty] | 0 | 0
|  |  |  | 2.0365 | 20.3652 | 0 | 0 | 0 | 0 | 0 | 0 | 0.173 | 0 | 20.365 | 20.365 | 0 | 0 | 0 | 0 | 0 | 0 | 0 | 0 | 0 | [74 empty] | 0 | 0
|  |  |  | 2.0307 | 20.307 | 0 | 0 | 0 | 0 | 0 | 0 | 0.173 | 0 | 20.307 | 20.307 | 0 | 0 | 0 | 0 | 0 | 0 | 0 | 0 | 0 | [74 empty] | 0 | 0
|  |  |  | 2.0441 | 20.4408 | 0 | 0 | 0 | 0 | 0 | 0 | 0.173 | 0 | 20.441 | 20.441 | 0 | 0 | 0 | 0 | 0 | 0 | 0 | 0 | 0 | [74 empty] | 0 | 0
|  |  |  | 2.0304 | 20.3041 | 0 | 0 | 0 | 0 | 0 | 0 | 0.173 | 0 | 20.304 | 20.304 | 0 | 0 | 0 | 0 | 0 | 0 | 0 | 0 | 0 | [74 empty] | 0 | 0
|  |  |  | 2.0298 | 20.2984 | 0 | 0 | 0 | 0 | 0 | 0 | 0.173 | 0 | 20.298 | 20.298 | 0 | 0 | 0 | 0 | 0 | 0 | 0 | 0 | 0 | [74 empty] | 0 | 0
|  |  |  | 2.0293 | 20.2925 | 0 | 0 | 0 | 0 | 0 | 0 | 0.173 | 0 | 20.293 | 20.293 | 0 | 0 | 0 | 0 | 0 | 0 | 0 | 0 | 0 | [74 empty] | 0 | 0
|  |  |  | 2.029 | 20.2895 | 0 | 0 | 0 | 0 | 0 | 0 | 0.173 | 0 | 20.289 | 20.289 | 0 | 0 | 0 | 0 | 0 | 0 | 0 | 0 | 0 | [74 empty] | 0 | 0
|  |  |  | 2.0354 | 20.3542 | 0 | 0 | 0 | 0 | 0 | 0 | 0.173 | 0 | 20.354 | 20.354 | 0 | 0 | 0 | 0 | 0 | 0 | 0 | 0 | 0 | [74 empty] | 0 | 0
|  |  |  | 2.035 | 20.3501 | 0 | 0 | 0 | 0 | 0 | 0 | 0.173 | 0 | 20.35 | 20.35 | 0 | 0 | 0 | 0 | 0 | 0 | 0 | 0 | 0 | [74 empty] | 0 | 0
|  |  |  | 1.8658 | 18.6583 | 0 | 0 | 0 | 0 | 0 | 0 | 0.173 | 0 | 18.658 | 18.658 | 0 | 0 | 0 | 0 | 0 | 0 | 0 | 0 | 0 | [74 empty] | 0 | 0
|  |  |  | 1.6947 | 16.9468 | 0 | 0 | 0 | 0 | 0 | 0 | 0.173 | 0 | 16.947 | 8.455 | 0 | 8.492 | 0 | 0 | 8.492 | 0 | 0 | 0 | 0 | [74 empty] | 9 | 0
|  |  |  | 1.6954 | 16.9543 | 0 | 0 | 0 | 0 | 0 | 0 | 0.173 | 0 | 16.954 | 0 | 0 | 35.19 | 0 | 18.236 | 16.954 | 0 | 0 | 0 | 0 | [74 empty] | 8 | 0
|  |  |  | 1.6964 | 16.9642 | 0 | 0 | 0 | 0 | 0 | 0 | 0.173 | 0 | 16.964 | 0 | 0 | 60.579 | 0 | 43.615 | 16.964 | 0 | 0 | 0 | 0 | [74 empty] | 7 | 0
|  |  |  | 1.6967 | 16.967 | 0 | 0 | 0 | 0 | 0 | 0 | 0.173 | 0 | 16.967 | 0 | 0 | 60.041 | 0 | 43.074 | 16.967 | 0 | 0 | 0 | 0 | [74 empty] | 6 | 0
|  |  |  | 1.7092 | 17.0925 | 0 | 0 | 0 | 0 | 0 | 0 | 0.173 | 0 | 17.093 | 0 | 0 | 88.178 | 0 | 71.086 | 17.092 | 0 | 0 | 0 | 0 | [74 empty] | 5 | 0
|  |  |  | 1.6954 | 16.9545 | 0 | 0 | 0 | 0 | 0 | 0 | 0.173 | 0 | 16.954 | 0 | 0 | 90.534 | 0 | 73.579 | 16.955 | 0 | 0 | 0 | 0 | [74 empty] | 4 | 0
|  |  |  | 1.6966 | 16.9658 | 0 | 0 | 0 | 0 | 0 | 0 | 0.173 | 0 | 16.966 | 0 | 0 | 67.864 | 0 | 50.898 | 16.966 | 0 | 0 | 0 | 0 | [74 empty] | 3 | 0
|  |  |  | 1.6972 | 16.9721 | 0 | 0 | 0 | 0 | 0 | 0 | 0.173 | 0 | 16.972 | 3.827 | 0 | 13.145 | 0 | 0 | 13.145 | 0 | 0 | 0 | 0 | [74 empty] | 2 | 0
|  |  |  | 1.6968 | 16.9679 | 0 | 0 | 0 | 0 | 0 | 0 | 0.173 | 0 | 16.968 | 13.507 | 0 | 3.461 | 0 | 0 | 3.461 | 0 | 0 | 0 | 0 | [74 empty] | 1 | 0
|  |  |  | 1.6935 | 16.9353 | 0 | 0 | 0 | 0 | 0 | 0 | 0.173 | 0 | 16.935 | 16.325 | 0 | 0.611 | 0 | 0 | 0.611 | 0 | 0 | 0 | 0 | [74 empty] | 0 | 0
|  |  |  | 1.8629 | 18.6291 | 0 | 0 | 0 | 0 | 0 | 0 | 0.173 | 0 | 18.629 | 18.629 | 0 | 0 | 0 | 0 | 0 | 0 | 0 | 0 | 0 | [74 empty] | 0 | 0
|  |  |  | 2.0324 | 20.3235 | 0 | 0 | 0 | 0 | 0 | 0 | 0.173 | 0 | 20.324 | 20.324 | 0 | 0 | 0 | 0 | 0 | 0 | 0 | 0 | 0 | [74 empty] | 0 | 0
|  |  |  | 2.0393 | 20.3925 | 0 | 0 | 0 | 0 | 0 | 0 | 0.173 | 0 | 20.393 | 20.393 | 0 | 0 | 0 | 0 | 0 | 0 | 0 | 0 | 0 | [74 empty] | 0 | 0
|  |  |  | 2.0388 | 20.3876 | 0 | 0 | 0 | 0 | 0 | 0 | 0.173 | 0 | 20.388 | 20.388 | 0 | 0 | 0 | 0 | 0 | 0 | 0 | 0 | 0 | [74 empty] | 0 | 0
|  |  |  | 2.0351 | 20.3508 | 0 | 0 | 0 | 0 | 0 | 0 | 0.173 | 0 | 20.351 | 20.351 | 0 | 0 | 0 | 0 | 0 | 0 | 0 | 0 | 0 | [74 empty] | 0 | 0
|  |  |  | 2.029 | 20.2902 | 0 | 0 | 0 | 0 | 0 | 0 | 0.173 | 0 | 20.29 | 20.29 | 0 | 0 | 0 | 0 | 0 | 0 | 0 | 0 | 0 | [74 empty] | 0 | 0
|  |  |  | 2.0423 | 20.4231 | 0 | 0 | 0 | 0 | 0 | 0 | 0.173 | 0 | 20.423 | 20.423 | 0 | 0 | 0 | 0 | 0 | 0 | 0 | 0 | 0 | [74 empty] | 0 | 0
|  |  |  | 2.0283 | 20.2833 | 0 | 0 | 0 | 0 | 0 | 0 | 0.173 | 0 | 20.283 | 20.283 | 0 | 0 | 0 | 0 | 0 | 0 | 0 | 0 | 0 | [74 empty] | 0 | 0
|  |  |  | 2.0281 | 20.2811 | 0 | 0 | 0 | 0 | 0 | 0 | 0.173 | 0 | 20.281 | 20.281 | 0 | 0 | 0 | 0 | 0 | 0 | 0 | 0 | 0 | [74 empty] | 0 | 0
|  |  |  | 2.0793 | 20.7928 | 0 | 0 | 0 | 0 | 0 | 0 | 0.173 | 0 | 20.793 | 20.793 | 0 | 0 | 0 | 0 | 0 | 0 | 0 | 0 | 0 | [74 empty] | 0 | 0
|  |  |  | 2.1069 | 21.0692 | 0 | 0 | 0 | 0 | 0 | 0 | 0.173 | 0 | 21.069 | 21.069 | 0 | 0 | 0 | 0 | 0 | 0 | 0 | 0 | 0 | [74 empty] | 0 | 0
|  |  |  | 2.1332 | 21.332 | 0 | 0 | 0 | 0 | 0 | 0 | 0.173 | 0 | 21.332 | 21.332 | 0 | 0 | 0 | 0 | 0 | 0 | 0 | 0 | 0 | [74 empty] | 0 | 0
|  |  |  | 2.1129 | 21.1288 | 0 | 0 | 0 | 0 | 0 | 0 | 0.173 | 0 | 21.129 | 21.129 | 0 | 0 | 0 | 0 | 0 | 0 | 0 | 0 | 0 | [74 empty] | 0 | 0
|  |  |  | 2.0441 | 20.4414 | 0 | 0 | 0 | 0 | 0 | 0 | 0.173 | 0 | 20.441 | 20.441 | 0 | 0 | 0 | 0 | 0 | 0 | 0 | 0 | 0 | [74 empty] | 0 | 0
|  |  |  | 1.7725 | 17.7252 | 0 | 0 | 0 | 0 | 0 | 0 | 0.173 | 0 | 17.725 | 17.725 | 0 | 0 | 0 | 0 | 0 | 0 | 0 | 0 | 0 | [74 empty] | 0 | 0
|  |  |  | 1.6947 | 16.9473 | 0 | 0 | 0 | 0 | 0 | 0 | 0.173 | 0 | 16.947 | 9.88 | 0 | 7.067 | 0 | 0 | 7.067 | 0 | 0 | 0 | 0 | [74 empty] | 9 | 0
|  |  |  | 1.6965 | 16.9652 | 0 | 0 | 0 | 0 | 0 | 0 | 0.173 | 0 | 16.965 | 0 | 0 | 22.045 | 0 | 5.079 | 16.966 | 0 | 0 | 0 | 0 | [74 empty] | 8 | 0
|  |  |  | 1.697 | 16.9704 | 0 | 0 | 0 | 0 | 0 | 0 | 0.173 | 0 | 16.97 | 0 | 0 | 27.687 | 0 | 10.716 | 16.971 | 0 | 0 | 0 | 0 | [74 empty] | 7 | 0
|  |  |  | 1.7106 | 17.1061 | 0 | 0 | 0 | 0 | 0 | 0 | 0.173 | 0 | 17.106 | 0 | 0 | 17.682 | 0 | 0.576 | 17.106 | 0 | 0 | 0 | 0 | [74 empty] | 6 | 0
|  |  |  | 1.6974 | 16.9737 | 0 | 0 | 0 | 0 | 0 | 0 | 0.173 | 0 | 16.974 | 0 | 0 | 22.873 | 0 | 5.9 | 16.973 | 0 | 0 | 0 | 0 | [74 empty] | 5 | 0
|  |  |  | 1.6983 | 16.9825 | 0 | 0 | 0 | 0 | 0 | 0 | 0.173 | 0 | 16.983 | 0 | 0 | 39.843 | 0 | 22.861 | 16.982 | 0 | 0 | 0 | 0 | [74 empty] | 4 | 0
|  |  |  | 1.6985 | 16.9854 | 0 | 0 | 0 | 0 | 0 | 0 | 0.173 | 0 | 16.985 | 0 | 0 | 39.32 | 0 | 22.334 | 16.986 | 0 | 0 | 0 | 0 | [74 empty] | 3 | 0
|  |  |  | 1.7915 | 17.9154 | 0 | 0 | 0 | 0 | 0 | 0 | 0.173 | 0 | 17.915 | 10.558 | 0 | 7.358 | 0 | 0 | 7.358 | 0 | 0 | 0 | 0 | [74 empty] | 2 | 0
|  |  |  | 1.6941 | 16.941 | 0 | 0 | 0 | 0 | 0 | 0 | 0.173 | 0 | 16.941 | 4.348 | 0 | 12.593 | 0 | 0 | 12.593 | 0 | 0 | 0 | 0 | [74 empty] | 1 | 0
|  |  |  | 1.8634 | 18.6336 | 0 | 0 | 0 | 0 | 0 | 0 | 0.173 | 0 | 18.634 | 17.747 | 0 | 0.887 | 0 | 0 | 0.887 | 0 | 0 | 0 | 0 | [74 empty] | 0 | 0
|  |  |  | 2.0328 | 20.3281 | 0 | 0 | 0 | 0 | 0 | 0 | 0.173 | 0 | 20.328 | 20.328 | 0 | 0 | 0 | 0 | 0 | 0 | 0 | 0 | 0 | [74 empty] | 0 | 0
|  |  |  | 2.0396 | 20.3955 | 0 | 0 | 0 | 0 | 0 | 0 | 0.173 | 0 | 20.396 | 20.396 | 0 | 0 | 0 | 0 | 0 | 0 | 0 | 0 | 0 | [74 empty] | 0 | 0
|  |  |  | 2.0385 | 20.3846 | 0 | 0 | 0 | 0 | 0 | 0 | 0.173 | 0 | 20.385 | 20.385 | 0 | 0 | 0 | 0 | 0 | 0 | 0 | 0 | 0 | [74 empty] | 0 | 0
|  |  |  | 2.0344 | 20.344 | 0 | 0 | 0 | 0 | 0 | 0 | 0.173 | 0 | 20.344 | 20.344 | 0 | 0 | 0 | 0 | 0 | 0 | 0 | 0 | 0 | [74 empty] | 0 | 0
|  |  |  | 2.0301 | 20.3012 | 0 | 0 | 0 | 0 | 0 | 0 | 0.173 | 0 | 20.301 | 20.301 | 0 | 0 | 0 | 0 | 0 | 0 | 0 | 0 | 0 | [74 empty] | 0 | 0
|  |  |  | 2.0425 | 20.4255 | 0 | 0 | 0 | 0 | 0 | 0 | 0.173 | 0 | 20.425 | 20.425 | 0 | 0 | 0 | 0 | 0 | 0 | 0 | 0 | 0 | [74 empty] | 0 | 0
|  |  |  | 2.0282 | 20.2817 | 0 | 0 | 0 | 0 | 0 | 0 | 0.173 | 0 | 20.282 | 20.282 | 0 | 0 | 0 | 0 | 0 | 0 | 0 | 0 | 0 | [74 empty] | 0 | 0
|  |  |  | 2.0486 | 20.4861 | 0 | 0 | 0 | 0 | 0 | 0 | 0.173 | 0 | 20.486 | 20.486 | 0 | 0 | 0 | 0 | 0 | 0 | 0 | 0 | 0 | [74 empty] | 0 | 0
|  |  |  | 2.104 | 21.0401 | 0 | 0 | 0 | 0 | 0 | 0 | 0.173 | 0 | 21.04 | 21.04 | 0 | 0 | 0 | 0 | 0 | 0 | 0 | 0 | 0 | [74 empty] | 0 | 0
|  |  |  | 2.1268 | 21.2678 | 0 | 0 | 0 | 0 | 0 | 0 | 0.173 | 0 | 21.268 | 21.268 | 0 | 0 | 0 | 0 | 0 | 0 | 0 | 0 | 0 | [74 empty] | 0 | 0
|  |  |  | 2.1398 | 21.398 | 0 | 0 | 0 | 0 | 0 | 0 | 0.173 | 0 | 21.398 | 21.398 | 0 | 0 | 0 | 0 | 0 | 0 | 0 | 0 | 0 | [74 empty] | 0 | 0
|  |  |  | 2.2309 | 22.3092 | 0 | 0 | 0 | 0 | 0 | 0 | 0.173 | 0 | 22.309 | 22.309 | 0 | 0 | 0 | 0 | 0 | 0 | 0 | 0 | 0 | [74 empty] | 0 | 0
|  |  |  | 3.0846 | 30.8457 | 0 | 0 | 0 | 0 | 0 | 0 | 0.173 | 0 | 30.846 | 30.846 | 0 | 0 | 0 | 0 | 0 | 0 | 0 | 0 | 0 | [74 empty] | 0 | 0
|  |  |  | 6.226 | 62.26 | 0 | 0 | 0 | 0 | 0 | 0 | 0.173 | 0 | 62.26 | 61.257 | 0 | 1.003 | 0 | 0 | 1.003 | 0 | 0 | 0 | 0 | [74 empty] | 0 | 0
|  |  |  | 7.6476 | 76.4758 | 0 | 0 | 0 | 0 | 0 | 0 | 0.173 | 0 | 76.476 | 71.997 | 0 | 4.479 | 0 | 0 | 4.479 | 0 | 0 | 0 | 0 | [74 empty] | 0 | 0
|  |  |  | 7.6781 | 76.7808 | 0 | 0 | 0 | 0 | 0 | 0 | 0.173 | 0 | 76.781 | 60.364 | 0 | 16.417 | 0 | 0 | 16.417 | 0 | 0 | 0 | 0 | [74 empty] | 8 | 0
|  |  |  | 7.9525 | 79.5254 | 0 | 0 | 0 | 0 | 0 | 0 | 0.173 | 0 | 79.525 | 40.613 | 0 | 38.912 | 0 | 0 | 38.912 | 0 | 0 | 0 | 0 | [74 empty] | 7 | 0
|  |  |  | 8.2101 | 82.101 | 0 | 0 | 0 | 0 | 0 | 0 | 0.173 | 0 | 82.101 | 0 | 0 | 90.81 | 0 | 8.709 | 82.101 | 0 | 0 | 0 | 0 | [74 empty] | 6 | 0
|  |  |  | 8.4631 | 84.6311 | 0 | 0 | 0 | 0 | 0 | 0 | 0.173 | 0 | 84.631 | 60.1 | 0 | 24.531 | 0 | 0 | 24.531 | 0 | 0 | 0 | 0 | [74 empty] | 5 | 0
|  |  |  | 8.2391 | 82.3904 | 0 | 0 | 0 | 0 | 0 | 0 | 0.173 | 0 | 82.39 | 9.815 | 0 | 72.575 | 0 | 0 | 72.575 | 0 | 0 | 0 | 0 | [74 empty] | 4 | 0
|  |  |  | 8.2186 | 82.1855 | 0 | 0 | 0 | 0 | 0 | 0 | 0.173 | 0 | 82.185 | 19.149 | 0 | 63.036 | 0 | 0 | 63.036 | 0 | 0 | 0 | 0 | [74 empty] | 3 | 0
|  |  |  | 8.0112 | 80.1123 | 0 | 0 | 0 | 0 | 0 | 0 | 0.173 | 0 | 80.112 | 37.565 | 0 | 42.548 | 0 | 0 | 42.548 | 0 | 0 | 0 | 0 | [74 empty] | 2 | 0
|  |  |  | 7.6845 | 76.8446 | 0 | 0 | 0 | 0 | 0 | 0 | 0.173 | 0 | 76.845 | 51.717 | 0 | 25.127 | 0 | 0 | 25.127 | 0 | 0 | 0 | 0 | [74 empty] | 1 | 0
|  |  |  | 6.4286 | 64.2856 | 0 | 0 | 0 | 0 | 0 | 0 | 0.173 | 0 | 64.286 | 58.629 | 0 | 5.657 | 0 | 0 | 5.657 | 0 | 0 | 0 | 0 | [74 empty] | 0 | 0
|  |  |  | 6.5492 | 65.4916 | 0 | 0 | 0 | 0 | 0 | 0 | 0.173 | 0 | 65.492 | 65.492 | 0 | 0 | 0 | 0 | 0 | 0 | 0 | 0 | 0 | [74 empty] | 0 | 0
|  |  |  | 6.5489 | 65.4888 | 0 | 0 | 0 | 0 | 0 | 0 | 0.173 | 0 | 65.489 | 65.489 | 0 | 0 | 0 | 0 | 0 | 0 | 0 | 0 | 0 | [74 empty] | 0 | 0
|  |  |  | 6.5489 | 65.4886 | 0 | 0 | 0 | 0 | 0 | 0 | 0.173 | 0 | 65.489 | 65.489 | 0 | 0 | 0 | 0 | 0 | 0 | 0 | 0 | 0 | [74 empty] | 0 | 0
|  |  |  | 2.0296 | 20.2958 | 0 | 0 | 0 | 0 | 0 | 0 | 0.173 | 0 | 20.296 | 20.296 | 0 | 0 | 0 | 0 | 0 | 0 | 0 | 0 | 0 | [74 empty] | 0 | 0
|  |  |  | 2.0303 | 20.3027 | 0 | 0 | 0 | 0 | 0 | 0 | 0.173 | 0 | 20.303 | 20.303 | 0 | 0 | 0 | 0 | 0 | 0 | 0 | 0 | 0 | [74 empty] | 0 | 0
|  |  |  | 2.0448 | 20.4482 | 0 | 0 | 0 | 0 | 0 | 0 | 0.173 | 0 | 20.448 | 20.448 | 0 | 0 | 0 | 0 | 0 | 0 | 0 | 0 | 0 | [74 empty] | 0 | 0
|  |  |  | 2.0307 | 20.3065 | 0 | 0 | 0 | 0 | 0 | 0 | 0.173 | 0 | 20.306 | 20.306 | 0 | 0 | 0 | 0 | 0 | 0 | 0 | 0 | 0 | [74 empty] | 0 | 0
|  |  |  | 2.0303 | 20.3029 | 0 | 0 | 0 | 0 | 0 | 0 | 0.173 | 0 | 20.303 | 20.303 | 0 | 0 | 0 | 0 | 0 | 0 | 0 | 0 | 0 | [74 empty] | 0 | 0
|  |  |  | 2.0297 | 20.2965 | 0 | 0 | 0 | 0 | 0 | 0 | 0.173 | 0 | 20.296 | 20.296 | 0 | 0 | 0 | 0 | 0 | 0 | 0 | 0 | 0 | [74 empty] | 0 | 0
|  |  |  | 2.0294 | 20.2936 | 0 | 0 | 0 | 0 | 0 | 0 | 0.173 | 0 | 20.294 | 20.294 | 0 | 0 | 0 | 0 | 0 | 0 | 0 | 0 | 0 | [74 empty] | 0 | 0
|  |  |  | 2.0359 | 20.3589 | 0 | 0 | 0 | 0 | 0 | 0 | 0.173 | 0 | 20.359 | 20.359 | 0 | 0 | 0 | 0 | 0 | 0 | 0 | 0 | 0 | [74 empty] | 0 | 0
|  |  |  | 2.0354 | 20.3536 | 0 | 0 | 0 | 0 | 0 | 0 | 0.173 | 0 | 20.354 | 20.354 | 0 | 0 | 0 | 0 | 0 | 0 | 0 | 0 | 0 | [74 empty] | 0 | 0
|  |  |  | 3.0611 | 30.6109 | 0 | 0 | 0 | 0 | 0 | 0 | 0.173 | 0 | 30.611 | 30.611 | 0 | 0 | 0 | 0 | 0 | 0 | 0 | 0 | 0 | [74 empty] | 0 | 0
|  |  |  | 6.2168 | 62.1682 | 0 | 0 | 0 | 0 | 0 | 0 | 0.173 | 0 | 62.168 | 62.168 | 0 | 0 | 0 | 0 | 0 | 0 | 0 | 0 | 0 | [74 empty] | 0 | 0
|  |  |  | 7.6473 | 76.4727 | 0 | 0 | 0 | 0 | 0 | 0 | 0.173 | 0 | 76.473 | 71.151 | 0 | 5.322 | 0 | 0 | 5.322 | 0 | 0 | 0 | 0 | [74 empty] | 0 | 0
|  |  |  | 7.7177 | 77.177 | 0 | 0 | 0 | 0 | 0 | 0 | 0.173 | 0 | 77.177 | 15.348 | 0 | 61.829 | 0 | 0 | 61.829 | 0 | 0 | 0 | 0 | [74 empty] | 8 | 0
|  |  |  | 7.9491 | 79.491 | 0 | 0 | 0 | 0 | 0 | 0 | 0.173 | 0 | 79.491 | 0 | 0 | 82.245 | 0 | 2.754 | 79.491 | 0 | 0 | 0 | 0 | [74 empty] | 7 | 0
|  |  |  | 8.061 | 80.6103 | 0 | 0 | 0 | 0 | 0 | 0 | 0.173 | 0 | 80.61 | 50.568 | 0 | 30.042 | 0 | 0 | 30.042 | 0 | 0 | 0 | 0 | [74 empty] | 6 | 0
|  |  |  | 8.0932 | 80.9317 | 0 | 0 | 0 | 0 | 0 | 0 | 0.173 | 0 | 80.932 | 0 | 0 | 97.586 | 0 | 16.655 | 80.931 | 0 | 0 | 0 | 0 | [74 empty] | 5 | 0
|  |  |  | 8.0396 | 80.3956 | 0 | 0 | 0 | 0 | 0 | 0 | 0.173 | 0 | 80.396 | 14.218 | 0 | 66.177 | 0 | 0 | 66.177 | 0 | 0 | 0 | 0 | [74 empty] | 4 | 0
|  |  |  | 8.0093 | 80.0934 | 0 | 0 | 0 | 0 | 0 | 0 | 0.173 | 0 | 80.093 | 21.55 | 0 | 58.543 | 0 | 0 | 58.543 | 0 | 0 | 0 | 0 | [74 empty] | 3 | 0
|  |  |  | 7.8029 | 78.0293 | 0 | 0 | 0 | 0 | 0 | 0 | 0.173 | 0 | 78.029 | 30.334 | 0 | 47.695 | 0 | 0 | 47.695 | 0 | 0 | 0 | 0 | [74 empty] | 2 | 0
|  |  |  | 7.5981 | 75.9808 | 0 | 0 | 0 | 0 | 0 | 0 | 0.173 | 0 | 75.981 | 62.646 | 0 | 13.334 | 0 | 0 | 13.334 | 0 | 0 | 0 | 0 | [74 empty] | 1 | 0
|  |  |  | 6.4644 | 64.6441 | 0 | 0 | 0 | 0 | 0 | 0 | 0.173 | 0 | 64.644 | 62.826 | 0 | 1.818 | 0 | 0 | 1.818 | 0 | 0 | 0 | 0 | [74 empty] | 0 | 0
|  |  |  | 6.6055 | 66.0551 | 0 | 0 | 0 | 0 | 0 | 0 | 0.173 | 0 | 66.055 | 66.055 | 0 | 0 | 0 | 0 | 0 | 0 | 0 | 0 | 0 | [74 empty] | 0 | 0
|  |  |  | 6.6074 | 66.0737 | 0 | 0 | 0 | 0 | 0 | 0 | 0.173 | 0 | 66.074 | 66.074 | 0 | 0 | 0 | 0 | 0 | 0 | 0 | 0 | 0 | [74 empty] | 0 | 0
|  |  |  | 6.5716 | 65.7158 | 0 | 0 | 0 | 0 | 0 | 0 | 0.173 | 0 | 65.716 | 65.716 | 0 | 0 | 0 | 0 | 0 | 0 | 0 | 0 | 0 | [74 empty] | 0 | 0
|  |  |  | 2.0349 | 20.3494 | 0 | 0 | 0 | 0 | 0 | 0 | 0.173 | 0 | 20.349 | 20.349 | 0 | 0 | 0 | 0 | 0 | 0 | 0 | 0 | 0 | [74 empty] | 0 | 0
|  |  |  | 2.0307 | 20.307 | 0 | 0 | 0 | 0 | 0 | 0 | 0.173 | 0 | 20.307 | 20.307 | 0 | 0 | 0 | 0 | 0 | 0 | 0 | 0 | 0 | [74 empty] | 0 | 0
|  |  |  | 2.0453 | 20.453 | 0 | 0 | 0 | 0 | 0 | 0 | 0.173 | 0 | 20.453 | 20.453 | 0 | 0 | 0 | 0 | 0 | 0 | 0 | 0 | 0 | [74 empty] | 0 | 0
|  |  |  | 2.0308 | 20.3083 | 0 | 0 | 0 | 0 | 0 | 0 | 0.173 | 0 | 20.308 | 20.308 | 0 | 0 | 0 | 0 | 0 | 0 | 0 | 0 | 0 | [74 empty] | 0 | 0
|  |  |  | 2.0304 | 20.3036 | 0 | 0 | 0 | 0 | 0 | 0 | 0.173 | 0 | 20.304 | 20.304 | 0 | 0 | 0 | 0 | 0 | 0 | 0 | 0 | 0 | [74 empty] | 0 | 0
|  |  |  | 2.0298 | 20.2982 | 0 | 0 | 0 | 0 | 0 | 0 | 0.173 | 0 | 20.298 | 20.298 | 0 | 0 | 0 | 0 | 0 | 0 | 0 | 0 | 0 | [74 empty] | 0 | 0
|  |  |  | 2.0296 | 20.2963 | 0 | 0 | 0 | 0 | 0 | 0 | 0.173 | 0 | 20.296 | 20.296 | 0 | 0 | 0 | 0 | 0 | 0 | 0 | 0 | 0 | [74 empty] | 0 | 0
|  |  |  | 2.0362 | 20.3625 | 0 | 0 | 0 | 0 | 0 | 0 | 0.173 | 0 | 20.363 | 20.363 | 0 | 0 | 0 | 0 | 0 | 0 | 0 | 0 | 0 | [74 empty] | 0 | 0
|  |  |  | 2.0357 | 20.3572 | 0 | 0 | 0 | 0 | 0 | 0 | 0.173 | 0 | 20.357 | 20.357 | 0 | 0 | 0 | 0 | 0 | 0 | 0 | 0 | 0 | [74 empty] | 0 | 0
|  |  |  | 3.0517 | 30.5166 | 0 | 0 | 0 | 0 | 0 | 0 | 0.173 | 0 | 30.517 | 30.517 | 0 | 0 | 0 | 0 | 0 | 0 | 0 | 0 | 0 | [74 empty] | 0 | 0
|  |  |  | 6.2131 | 62.1311 | 0 | 0 | 0 | 0 | 0 | 0 | 0.173 | 0 | 62.131 | 50.949 | 0 | 11.182 | 0 | 0 | 11.182 | 0 | 0 | 0 | 0 | [74 empty] | 10 | 0
|  |  |  | 7.7165 | 77.1653 | 0 | 0 | 0 | 0 | 0 | 0 | 0.173 | 0 | 77.165 | 37.482 | 0 | 39.683 | 0 | 0 | 39.683 | 0 | 0 | 0 | 0 | [74 empty] | 9 | 0
|  |  |  | 7.8746 | 78.7465 | 0 | 0 | 0 | 0 | 0 | 0 | 0.173 | 0 | 78.747 | 13.064 | 0 | 65.683 | 0 | 0 | 65.683 | 0 | 0 | 0 | 0 | [74 empty] | 8 | 0
|  |  |  | 8.1643 | 81.6433 | 0 | 0 | 0 | 0 | 0 | 0 | 0.173 | 0 | 81.643 | 0 | 0 | 83.525 | 0 | 1.882 | 81.643 | 0 | 0 | 0 | 0 | [74 empty] | 7 | 0
|  |  |  | 8.5152 | 85.1516 | 0 | 0 | 0 | 0 | 0 | 0 | 0.173 | 0 | 85.152 | 0 | 0 | 90.97 | 0 | 5.818 | 85.152 | 0 | 0 | 0 | 0 | [74 empty] | 6 | 0
|  |  |  | 8.8311 | 88.311 | 0 | 0 | 0 | 0 | 0 | 0 | 0.173 | 0 | 88.311 | 9.294 | 0 | 79.017 | 0 | 0 | 79.017 | 0 | 0 | 0 | 0 | [74 empty] | 5 | 0
|  |  |  | 8.9977 | 89.9775 | 0 | 0 | 0 | 0 | 0 | 0 | 0.173 | 0 | 89.977 | 0.011 | 0 | 89.967 | 0 | 0 | 89.967 | 0 | 0 | 0 | 0 | [74 empty] | 4 | 0
|  |  |  | 8.7419 | 87.4193 | 0 | 0 | 0 | 0 | 0 | 0 | 0.173 | 0 | 87.419 | 23.132 | 0 | 64.287 | 0 | 0 | 64.287 | 0 | 0 | 0 | 0 | [74 empty] | 3 | 0
|  |  |  | 8.5339 | 85.3394 | 0 | 0 | 0 | 0 | 0 | 0 | 0.173 | 0 | 85.339 | 37.92 | 0 | 47.419 | 0 | 0 | 47.419 | 0 | 0 | 0 | 0 | [74 empty] | 2 | 0
|  |  |  | 8.1997 | 81.9969 | 0 | 0 | 0 | 0 | 0 | 0 | 0.173 | 0 | 81.997 | 60.171 | 0 | 21.826 | 0 | 0 | 21.826 | 0 | 0 | 0 | 0 | [74 empty] | 1 | 0
|  |  |  | 6.8883 | 68.8827 | 0 | 0 | 0 | 0 | 0 | 0 | 0.173 | 0 | 68.883 | 66.818 | 0 | 2.065 | 0 | 0 | 2.065 | 0 | 0 | 0 | 0 | [74 empty] | 0 | 0
|  |  |  | 6.8747 | 68.7467 | 0 | 0 | 0 | 0 | 0 | 0 | 0.173 | 0 | 68.747 | 68.747 | 0 | 0 | 0 | 0 | 0 | 0 | 0 | 0 | 0 | [74 empty] | 0 | 0
|  |  |  | 6.8918 | 68.9183 | 0 | 0 | 0 | 0 | 0 | 0 | 0.173 | 0 | 68.918 | 68.918 | 0 | 0 | 0 | 0 | 0 | 0 | 0 | 0 | 0 | [74 empty] | 0 | 0
|  |  |  | 6.7692 | 67.6917 | 0 | 0 | 0 | 0 | 0 | 0 | 0.173 | 0 | 67.692 | 67.692 | 0 | 0 | 0 | 0 | 0 | 0 | 0 | 0 | 0 | [74 empty] | 0 | 0
|  |  |  | 2.0355 | 20.3547 | 0 | 0 | 0 | 0 | 0 | 0 | 0.173 | 0 | 20.355 | 20.355 | 0 | 0 | 0 | 0 | 0 | 0 | 0 | 0 | 0 | [74 empty] | 0 | 0
|  |  |  | 2.0315 | 20.3146 | 0 | 0 | 0 | 0 | 0 | 0 | 0.173 | 0 | 20.315 | 20.315 | 0 | 0 | 0 | 0 | 0 | 0 | 0 | 0 | 0 | [74 empty] | 0 | 0
|  |  |  | 2.0458 | 20.4581 | 0 | 0 | 0 | 0 | 0 | 0 | 0.173 | 0 | 20.458 | 20.458 | 0 | 0 | 0 | 0 | 0 | 0 | 0 | 0 | 0 | [74 empty] | 0 | 0
|  |  |  | 2.0309 | 20.3094 | 0 | 0 | 0 | 0 | 0 | 0 | 0.173 | 0 | 20.309 | 20.309 | 0 | 0 | 0 | 0 | 0 | 0 | 0 | 0 | 0 | [74 empty] | 0 | 0
|  |  |  | 2.0303 | 20.3032 | 0 | 0 | 0 | 0 | 0 | 0 | 0.173 | 0 | 20.303 | 20.303 | 0 | 0 | 0 | 0 | 0 | 0 | 0 | 0 | 0 | [74 empty] | 0 | 0
|  |  |  | 2.0297 | 20.2972 | 0 | 0 | 0 | 0 | 0 | 0 | 0.173 | 0 | 20.297 | 20.297 | 0 | 0 | 0 | 0 | 0 | 0 | 0 | 0 | 0 | [74 empty] | 0 | 0
|  |  |  | 2.0294 | 20.2938 | 0 | 0 | 0 | 0 | 0 | 0 | 0.173 | 0 | 20.294 | 20.294 | 0 | 0 | 0 | 0 | 0 | 0 | 0 | 0 | 0 | [74 empty] | 0 | 0
|  |  |  | 2.0622 | 20.6222 | 0 | 0 | 0 | 0 | 0 | 0 | 0.173 | 0 | 20.622 | 20.622 | 0 | 0 | 0 | 0 | 0 | 0 | 0 | 0 | 0 | [74 empty] | 0 | 0
|  |  |  | 2.0568 | 20.5681 | 0 | 0 | 0 | 0 | 0 | 0 | 0.173 | 0 | 20.568 | 20.568 | 0 | 0 | 0 | 0 | 0 | 0 | 0 | 0 | 0 | [74 empty] | 0 | 0
|  |  |  | 3.0713 | 30.7133 | 0 | 0 | 0 | 0 | 0 | 0 | 0.173 | 0 | 30.713 | 30.713 | 0 | 0 | 0 | 0 | 0 | 0 | 0 | 0 | 0 | [74 empty] | 0 | 0
|  |  |  | 6.214 | 62.1404 | 0 | 0 | 0 | 0 | 0 | 0 | 0.173 | 0 | 62.14 | 62.14 | 0 | 0 | 0 | 0 | 0 | 0 | 0 | 0 | 0 | [74 empty] | 0 | 0
|  |  |  | 7.6832 | 76.8316 | 0 | 0 | 0 | 0 | 0 | 0 | 0.173 | 0 | 76.832 | 73.822 | 0 | 3.01 | 0 | 0 | 3.01 | 0 | 0 | 0 | 0 | [74 empty] | 0 | 0
|  |  |  | 7.9203 | 79.203 | 0 | 0 | 0 | 0 | 0 | 0 | 0.173 | 0 | 79.203 | 71.525 | 0 | 7.678 | 0 | 0 | 7.678 | 0 | 0 | 0 | 0 | [74 empty] | 0 | 0
|  |  |  | 8.4995 | 84.9955 | 0 | 0 | 0 | 0 | 0 | 0 | 0.173 | 0 | 84.996 | 61.991 | 0 | 23.004 | 0 | 0 | 23.004 | 0 | 0 | 0 | 0 | [74 empty] | 6 | 0
|  |  |  | 8.9065 | 89.0651 | 0 | 0 | 0 | 0 | 0 | 0 | 0.173 | 0 | 89.065 | 44.525 | 0 | 44.54 | 0 | 0 | 44.54 | 0 | 0 | 0 | 0 | [74 empty] | 5 | 0
|  |  |  | 8.7682 | 87.6822 | 0 | 0 | 0 | 0 | 0 | 0 | 0.173 | 0 | 87.682 | 52.681 | 0 | 35.001 | 0 | 0 | 35.001 | 0 | 0 | 0 | 0 | [74 empty] | 4 | 0
|  |  |  | 8.7641 | 87.6414 | 0 | 0 | 0 | 0 | 0 | 0 | 0.173 | 0 | 87.641 | 43.814 | 0 | 43.827 | 0 | 0 | 43.827 | 0 | 0 | 0 | 0 | [74 empty] | 3 | 0
|  |  |  | 8.8227 | 88.2266 | 0 | 0 | 0 | 0 | 0 | 0 | 0.173 | 0 | 88.227 | 56.556 | 0 | 31.671 | 0 | 0 | 31.671 | 0 | 0 | 0 | 0 | [74 empty] | 2 | 0
|  |  |  | 8.511 | 85.1096 | 0 | 0 | 0 | 0 | 0 | 0 | 0.173 | 0 | 85.11 | 66.38 | 0 | 18.729 | 0 | 0 | 18.729 | 0 | 0 | 0 | 0 | [74 empty] | 1 | 0
|  |  |  | 8.0422 | 80.4224 | 0 | 0 | 0 | 0 | 0 | 0 | 0.173 | 0 | 80.422 | 75.667 | 0 | 4.755 | 0 | 0 | 4.755 | 0 | 0 | 0 | 0 | [74 empty] | 0 | 0
|  |  |  | 6.6079 | 66.079 | 0 | 0 | 0 | 0 | 0 | 0 | 0.173 | 0 | 66.079 | 66.079 | 0 | 0 | 0 | 0 | 0 | 0 | 0 | 0 | 0 | [74 empty] | 0 | 0
|  |  |  | 6.8231 | 68.2305 | 0 | 0 | 0 | 0 | 0 | 0 | 0.173 | 0 | 68.23 | 68.23 | 0 | 0 | 0 | 0 | 0 | 0 | 0 | 0 | 0 | [74 empty] | 0 | 0
|  |  |  | 6.6674 | 66.6738 | 0 | 0 | 0 | 0 | 0 | 0 | 0.173 | 0 | 66.674 | 66.674 | 0 | 0 | 0 | 0 | 0 | 0 | 0 | 0 | 0 | [74 empty] | 0 | 0
|  |  |  | 6.5993 | 65.9932 | 0 | 0 | 0 | 0 | 0 | 0 | 0.173 | 0 | 65.993 | 65.993 | 0 | 0 | 0 | 0 | 0 | 0 | 0 | 0 | 0 | [74 empty] | 0 | 0
|  |  |  | 2.0306 | 20.3059 | 0 | 0 | 0 | 0 | 0 | 0 | 0.173 | 0 | 20.306 | 20.306 | 0 | 0 | 0 | 0 | 0 | 0 | 0 | 0 | 0 | [74 empty] | 0 | 0
|  |  |  | 2.0313 | 20.313 | 0 | 0 | 0 | 0 | 0 | 0 | 0.173 | 0 | 20.313 | 20.313 | 0 | 0 | 0 | 0 | 0 | 0 | 0 | 0 | 0 | [74 empty] | 0 | 0
|  |  |  | 2.0458 | 20.4582 | 0 | 0 | 0 | 0 | 0 | 0 | 0.173 | 0 | 20.458 | 20.458 | 0 | 0 | 0 | 0 | 0 | 0 | 0 | 0 | 0 | [74 empty] | 0 | 0
|  |  |  | 2.0314 | 20.3139 | 0 | 0 | 0 | 0 | 0 | 0 | 0.173 | 0 | 20.314 | 20.314 | 0 | 0 | 0 | 0 | 0 | 0 | 0 | 0 | 0 | [74 empty] | 0 | 0
|  |  |  | 2.0312 | 20.3124 | 0 | 0 | 0 | 0 | 0 | 0 | 0.173 | 0 | 20.312 | 20.312 | 0 | 0 | 0 | 0 | 0 | 0 | 0 | 0 | 0 | [74 empty] | 0 | 0
|  |  |  | 2.0305 | 20.3051 | 0 | 0 | 0 | 0 | 0 | 0 | 0.173 | 0 | 20.305 | 20.305 | 0 | 0 | 0 | 0 | 0 | 0 | 0 | 0 | 0 | [74 empty] | 0 | 0
|  |  |  | 2.0299 | 20.2994 | 0 | 0 | 0 | 0 | 0 | 0 | 0.173 | 0 | 20.299 | 20.299 | 0 | 0 | 0 | 0 | 0 | 0 | 0 | 0 | 0 | [74 empty] | 0 | 0
|  |  |  | 2.0364 | 20.3645 | 0 | 0 | 0 | 0 | 0 | 0 | 0.173 | 0 | 20.364 | 20.364 | 0 | 0 | 0 | 0 | 0 | 0 | 0 | 0 | 0 | [74 empty] | 0 | 0
|  |  |  | 2.0358 | 20.3582 | 0 | 0 | 0 | 0 | 0 | 0 | 0.173 | 0 | 20.358 | 20.358 | 0 | 0 | 0 | 0 | 0 | 0 | 0 | 0 | 0 | [74 empty] | 0 | 0
|  |  |  | 1.8665 | 18.6655 | 0 | 0 | 0 | 0 | 0 | 0 | 0.173 | 0 | 18.666 | 18.666 | 0 | 0 | 0 | 0 | 0 | 0 | 0 | 0 | 0 | [74 empty] | 0 | 0
|  |  |  | 1.6958 | 16.9577 | 0 | 0 | 0 | 0 | 0 | 0 | 0.173 | 0 | 16.958 | 15.155 | 0 | 1.803 | 0 | 0 | 1.803 | 0 | 0 | 0 | 0 | [74 empty] | 11 | 0
|  |  |  | 1.6974 | 16.9738 | 0 | 0 | 0 | 0 | 0 | 0 | 0.173 | 0 | 16.974 | 14.793 | 0 | 2.181 | 0 | 0 | 2.181 | 0 | 0 | 0 | 0 | [74 empty] | 10 | 0
|  |  |  | 1.6995 | 16.9948 | 0 | 0 | 0 | 0 | 0 | 0 | 0.173 | 0 | 16.995 | 0 | 0 | 25.709 | 0 | 8.714 | 16.995 | 0 | 0 | 0 | 0 | [74 empty] | 9 | 0
|  |  |  | 1.7001 | 17.0008 | 0 | 0 | 0 | 0 | 0 | 0 | 0.173 | 0 | 17.001 | 0 | 0 | 26.567 | 0 | 9.566 | 17.001 | 0 | 0 | 0 | 0 | [74 empty] | 8 | 0
|  |  |  | 1.842 | 18.4199 | 0 | 0 | 0 | 0 | 0 | 0 | 0.173 | 0 | 18.42 | 0 | 0 | 31.584 | 0 | 13.164 | 18.42 | 0 | 0 | 0 | 0 | [74 empty] | 7 | 0
|  |  |  | 1.9057 | 19.0569 | 0 | 0 | 0 | 0 | 0 | 0 | 0.173 | 0 | 19.057 | 0 | 0 | 68.329 | 0 | 49.272 | 19.057 | 0 | 0 | 0 | 0 | [74 empty] | 6 | 0
|  |  |  | 2.01 | 20.1004 | 0 | 0 | 0 | 0 | 0 | 0 | 0.173 | 0 | 20.1 | 0 | 0 | 66.788 | 0 | 46.688 | 20.1 | 0 | 0 | 0 | 0 | [74 empty] | 5 | 0
|  |  |  | 2.0204 | 20.2037 | 0 | 0 | 0 | 0 | 0 | 0 | 0.173 | 0 | 20.204 | 7.16 | 0 | 13.044 | 0 | 0 | 13.044 | 0 | 0 | 0 | 0 | [74 empty] | 4 | 0
|  |  |  | 1.9726 | 19.7255 | 0 | 0 | 0 | 0 | 0 | 0 | 0.173 | 0 | 19.726 | 0 | 0 | 21.07 | 0 | 1.345 | 19.725 | 0 | 0 | 0 | 0 | [74 empty] | 3 | 0
|  |  |  | 1.697 | 16.9699 | 0 | 0 | 0 | 0 | 0 | 0 | 0.173 | 0 | 16.97 | 0 | 0 | 23.44 | 0 | 6.471 | 16.969 | 0 | 0 | 0 | 0 | [74 empty] | 2 | 0
|  |  |  | 1.8091 | 18.0905 | 0 | 0 | 0 | 0 | 0 | 0 | 0.173 | 0 | 18.091 | 14.164 | 0 | 3.926 | 0 | 0 | 3.926 | 0 | 0 | 0 | 0 | [74 empty] | 1 | 0
|  |  |  | 2.0344 | 20.3436 | 0 | 0 | 0 | 0 | 0 | 0 | 0.173 | 0 | 20.344 | 20.344 | 0 | 0 | 0 | 0 | 0 | 0 | 0 | 0 | 0 | [74 empty] | 0 | 0
|  |  |  | 2.041 | 20.4101 | 0 | 0 | 0 | 0 | 0 | 0 | 0.173 | 0 | 20.41 | 20.41 | 0 | 0 | 0 | 0 | 0 | 0 | 0 | 0 | 0 | [74 empty] | 0 | 0
|  |  |  | 2.0402 | 20.402 | 0 | 0 | 0 | 0 | 0 | 0 | 0.173 | 0 | 20.402 | 20.402 | 0 | 0 | 0 | 0 | 0 | 0 | 0 | 0 | 0 | [74 empty] | 0 | 0
|  |  |  | 2.0364 | 20.364 | 0 | 0 | 0 | 0 | 0 | 0 | 0.173 | 0 | 20.364 | 20.364 | 0 | 0 | 0 | 0 | 0 | 0 | 0 | 0 | 0 | [74 empty] | 0 | 0
|  |  |  | 2.0305 | 20.305 | 0 | 0 | 0 | 0 | 0 | 0 | 0.173 | 0 | 20.305 | 20.305 | 0 | 0 | 0 | 0 | 0 | 0 | 0 | 0 | 0 | [74 empty] | 0 | 0
|  |  |  | 2.0438 | 20.4379 | 0 | 0 | 0 | 0 | 0 | 0 | 0.173 | 0 | 20.438 | 20.438 | 0 | 0 | 0 | 0 | 0 | 0 | 0 | 0 | 0 | [74 empty] | 0 | 0
|  |  |  | 2.03 | 20.3002 | 0 | 0 | 0 | 0 | 0 | 0 | 0.173 | 0 | 20.3 | 20.3 | 0 | 0 | 0 | 0 | 0 | 0 | 0 | 0 | 0 | [74 empty] | 0 | 0
|  |  |  | 2.0299 | 20.2989 | 0 | 0 | 0 | 0 | 0 | 0 | 0.173 | 0 | 20.299 | 20.299 | 0 | 0 | 0 | 0 | 0 | 0 | 0 | 0 | 0 | [74 empty] | 0 | 0
|  |  |  | 2.0296 | 20.2962 | 0 | 0 | 0 | 0 | 0 | 0 | 0.173 | 0 | 20.296 | 20.296 | 0 | 0 | 0 | 0 | 0 | 0 | 0 | 0 | 0 | [74 empty] | 0 | 0
|  |  |  | 2.0294 | 20.294 | 0 | 0 | 0 | 0 | 0 | 0 | 0.173 | 0 | 20.294 | 20.294 | 0 | 0 | 0 | 0 | 0 | 0 | 0 | 0 | 0 | [74 empty] | 0 | 0
|  |  |  | 2.0359 | 20.3593 | 0 | 0 | 0 | 0 | 0 | 0 | 0.173 | 0 | 20.359 | 20.359 | 0 | 0 | 0 | 0 | 0 | 0 | 0 | 0 | 0 | [74 empty] | 0 | 0
|  |  |  | 2.0354 | 20.3545 | 0 | 0 | 0 | 0 | 0 | 0 | 0.173 | 0 | 20.355 | 20.355 | 0 | 0 | 0 | 0 | 0 | 0 | 0 | 0 | 0 | [74 empty] | 0 | 0
|  |  |  | 1.8663 | 18.663 | 0 | 0 | 0 | 0 | 0 | 0 | 0.173 | 0 | 18.663 | 18.663 | 0 | 0 | 0 | 0 | 0 | 0 | 0 | 0 | 0 | [74 empty] | 0 | 0
|  |  |  | 1.6952 | 16.9522 | 0 | 0 | 0 | 0 | 0 | 0 | 0.173 | 0 | 16.952 | 7.137 | 0 | 9.815 | 0 | 0 | 9.815 | 0 | 0 | 0 | 0 | [74 empty] | 11 | 0
|  |  |  | 1.6968 | 16.968 | 0 | 0 | 0 | 0 | 0 | 0 | 0.173 | 0 | 16.968 | 0 | 0 | 31.889 | 0 | 14.921 | 16.968 | 0 | 0 | 0 | 0 | [74 empty] | 10 | 0
|  |  |  | 1.6988 | 16.9881 | 0 | 0 | 0 | 0 | 0 | 0 | 0.173 | 0 | 16.988 | 0 | 0 | 50.109 | 0 | 33.121 | 16.988 | 0 | 0 | 0 | 0 | [74 empty] | 9 | 0
|  |  |  | 1.6996 | 16.9963 | 0 | 0 | 0 | 0 | 0 | 0 | 0.173 | 0 | 16.996 | 0 | 0 | 72.008 | 0 | 55.012 | 16.996 | 0 | 0 | 0 | 0 | [74 empty] | 8 | 0
|  |  |  | 1.8381 | 18.381 | 0 | 0 | 0 | 0 | 0 | 0 | 0.173 | 0 | 18.381 | 0 | 0 | 75.76 | 0 | 57.379 | 18.381 | 0 | 0 | 0 | 0 | [74 empty] | 7 | 0
|  |  |  | 2.1175 | 21.1747 | 0 | 0 | 0 | 0 | 0 | 0 | 0.173 | 0 | 21.175 | 0 | 0 | 75.731 | 0 | 54.556 | 21.175 | 0 | 0 | 0 | 0 | [74 empty] | 6 | 0
|  |  |  | 2.2438 | 22.4377 | 0 | 0 | 0 | 0 | 0 | 0 | 0.173 | 0 | 22.438 | 0 | 0 | 64.752 | 0 | 42.314 | 22.438 | 0 | 0 | 0 | 0 | [74 empty] | 5 | 0
|  |  |  | 2.2221 | 22.221 | 0 | 0 | 0 | 0 | 0 | 0 | 0.173 | 0 | 22.221 | 0 | 0 | 28.225 | 0 | 6.004 | 22.221 | 0 | 0 | 0 | 0 | [74 empty] | 4 | 0
|  |  |  | 2.2899 | 22.8988 | 0 | 0 | 0 | 0 | 0 | 0 | 0.173 | 0 | 22.899 | 0 | 0 | 27.192 | 0 | 4.293 | 22.899 | 0 | 0 | 0 | 0 | [74 empty] | 3 | 0
|  |  |  | 1.9918 | 19.9185 | 0 | 0 | 0 | 0 | 0 | 0 | 0.173 | 0 | 19.918 | 7.936 | 0 | 11.982 | 0 | 0 | 11.982 | 0 | 0 | 0 | 0 | [74 empty] | 2 | 0
|  |  |  | 1.8097 | 18.0969 | 0 | 0 | 0 | 0 | 0 | 0 | 0.173 | 0 | 18.097 | 16.221 | 0 | 1.876 | 0 | 0 | 1.876 | 0 | 0 | 0 | 0 | [74 empty] | 1 | 0
|  |  |  | 2.0347 | 20.3473 | 0 | 0 | 0 | 0 | 0 | 0 | 0.173 | 0 | 20.347 | 20.347 | 0 | 0 | 0 | 0 | 0 | 0 | 0 | 0 | 0 | [74 empty] | 0 | 0
|  |  |  | 2.041 | 20.4101 | 0 | 0 | 0 | 0 | 0 | 0 | 0.173 | 0 | 20.41 | 20.41 | 0 | 0 | 0 | 0 | 0 | 0 | 0 | 0 | 0 | [74 empty] | 0 | 0
|  |  |  | 2.0397 | 20.3972 | 0 | 0 | 0 | 0 | 0 | 0 | 0.173 | 0 | 20.397 | 20.397 | 0 | 0 | 0 | 0 | 0 | 0 | 0 | 0 | 0 | [74 empty] | 0 | 0
|  |  |  | 2.0356 | 20.3563 | 0 | 0 | 0 | 0 | 0 | 0 | 0.173 | 0 | 20.356 | 20.356 | 0 | 0 | 0 | 0 | 0 | 0 | 0 | 0 | 0 | [74 empty] | 0 | 0
|  |  |  | 2.0297 | 20.297 | 0 | 0 | 0 | 0 | 0 | 0 | 0.173 | 0 | 20.297 | 20.297 | 0 | 0 | 0 | 0 | 0 | 0 | 0 | 0 | 0 | [74 empty] | 0 | 0
|  |  |  | 2.0431 | 20.4309 | 0 | 0 | 0 | 0 | 0 | 0 | 0.173 | 0 | 20.431 | 20.431 | 0 | 0 | 0 | 0 | 0 | 0 | 0 | 0 | 0 | [74 empty] | 0 | 0
|  |  |  | 2.029 | 20.2895 | 0 | 0 | 0 | 0 | 0 | 0 | 0.173 | 0 | 20.289 | 20.289 | 0 | 0 | 0 | 0 | 0 | 0 | 0 | 0 | 0 | [74 empty] | 0 | 0
|  |  |  | 2.0285 | 20.2853 | 0 | 0 | 0 | 0 | 0 | 0 | 0.173 | 0 | 20.285 | 20.285 | 0 | 0 | 0 | 0 | 0 | 0 | 0 | 0 | 0 | [74 empty] | 0 | 0
|  |  |  | 2.0282 | 20.2821 | 0 | 0 | 0 | 0 | 0 | 0 | 0.173 | 0 | 20.282 | 20.282 | 0 | 0 | 0 | 0 | 0 | 0 | 0 | 0 | 0 | [74 empty] | 0 | 0
|  |  |  | 2.0279 | 20.279 | 0 | 0 | 0 | 0 | 0 | 0 | 0.173 | 0 | 20.279 | 20.279 | 0 | 0 | 0 | 0 | 0 | 0 | 0 | 0 | 0 | [74 empty] | 0 | 0
|  |  |  | 2.0965 | 20.9646 | 0 | 0 | 0 | 0 | 0 | 0 | 0.173 | 0 | 20.965 | 20.965 | 0 | 0 | 0 | 0 | 0 | 0 | 0 | 0 | 0 | [74 empty] | 0 | 0
|  |  |  | 2.1258 | 21.2584 | 0 | 0 | 0 | 0 | 0 | 0 | 0.173 | 0 | 21.258 | 21.258 | 0 | 0 | 0 | 0 | 0 | 0 | 0 | 0 | 0 | [74 empty] | 0 | 0
|  |  |  | 3.011 | 30.11 | 0 | 0 | 0 | 0 | 0 | 0 | 0.173 | 0 | 30.11 | 30.11 | 0 | 0 | 0 | 0 | 0 | 0 | 0 | 0 | 0 | [74 empty] | 0 | 0
|  |  |  | 6.2218 | 62.2184 | 0 | 0 | 0 | 0 | 0 | 0 | 0.173 | 0 | 62.218 | 49.146 | 0 | 13.073 | 0 | 0 | 13.073 | 0 | 0 | 0 | 0 | [74 empty] | 11 | 0
|  |  |  | 7.6459 | 76.4592 | 0 | 0 | 0 | 0 | 0 | 0 | 0.173 | 0 | 76.459 | 34.74 | 0 | 41.719 | 0 | 0 | 41.719 | 0 | 0 | 0 | 0 | [74 empty] | 10 | 0
|  |  |  | 7.6948 | 76.9485 | 0 | 0 | 0 | 0 | 0 | 0 | 0.173 | 0 | 76.948 | 10.291 | 0 | 66.657 | 0 | 0 | 66.657 | 0 | 0 | 0 | 0 | [74 empty] | 9 | 0
|  |  |  | 8.0238 | 80.2385 | 0 | 0 | 0 | 0 | 0 | 0 | 0.173 | 0 | 80.238 | 0 | 0 | 84.368 | 0 | 4.13 | 80.238 | 0 | 0 | 0 | 0 | [74 empty] | 8 | 0
|  |  |  | 8.2727 | 82.7272 | 0 | 0 | 0 | 0 | 0 | 0 | 0.173 | 0 | 82.727 | 0 | 0 | 93.762 | 0 | 11.035 | 82.727 | 0 | 0 | 0 | 0 | [74 empty] | 7 | 0
|  |  |  | 8.3292 | 83.2922 | 0 | 0 | 0 | 0 | 0 | 0 | 0.173 | 0 | 83.292 | 0 | 0 | 95.769 | 0 | 12.476 | 83.293 | 0 | 0 | 0 | 0 | [74 empty] | 6 | 0
|  |  |  | 8.109 | 81.0904 | 0 | 0 | 0 | 0 | 0 | 0 | 0.173 | 0 | 81.09 | 0 | 0 | 90.665 | 0 | 9.574 | 81.091 | 0 | 0 | 0 | 0 | [74 empty] | 5 | 0
|  |  |  | 8.0062 | 80.0624 | 0 | 0 | 0 | 0 | 0 | 0 | 0.173 | 0 | 80.062 | 3.459 | 0 | 76.603 | 0 | 0 | 76.603 | 0 | 0 | 0 | 0 | [74 empty] | 4 | 0
|  |  |  | 7.7911 | 77.9105 | 0 | 0 | 0 | 0 | 0 | 0 | 0.173 | 0 | 77.91 | 20.385 | 0 | 57.525 | 0 | 0 | 57.525 | 0 | 0 | 0 | 0 | [74 empty] | 3 | 0
|  |  |  | 7.6062 | 76.0618 | 0 | 0 | 0 | 0 | 0 | 0 | 0.173 | 0 | 76.062 | 44.246 | 0 | 31.816 | 0 | 0 | 31.816 | 0 | 0 | 0 | 0 | [74 empty] | 2 | 0
|  |  |  | 6.3542 | 63.5422 | 0 | 0 | 0 | 0 | 0 | 0 | 0.173 | 0 | 63.542 | 56.737 | 0 | 6.805 | 0 | 0 | 6.805 | 0 | 0 | 0 | 0 | [74 empty] | 1 | 0
|  |  |  | 6.5487 | 65.4869 | 0 | 0 | 0 | 0 | 0 | 0 | 0.173 | 0 | 65.487 | 65.487 | 0 | 0 | 0 | 0 | 0 | 0 | 0 | 0 | 0 | [74 empty] | 0 | 0
|  |  |  | 6.5553 | 65.5532 | 0 | 0 | 0 | 0 | 0 | 0 | 0.173 | 0 | 65.553 | 65.553 | 0 | 0 | 0 | 0 | 0 | 0 | 0 | 0 | 0 | [74 empty] | 0 | 0
|  |  |  | 6.5548 | 65.5479 | 0 | 0 | 0 | 0 | 0 | 0 | 0.173 | 0 | 65.548 | 65.548 | 0 | 0 | 0 | 0 | 0 | 0 | 0 | 0 | 0 | [74 empty] | 0 | 0
|  |  |  | 2.0339 | 20.3393 | 0 | 0 | 0 | 0 | 0 | 0 | 0.173 | 0 | 20.339 | 20.339 | 0 | 0 | 0 | 0 | 0 | 0 | 0 | 0 | 0 | [74 empty] | 0 | 0
|  |  |  | 2.0297 | 20.2975 | 0 | 0 | 0 | 0 | 0 | 0 | 0.173 | 0 | 20.297 | 20.297 | 0 | 0 | 0 | 0 | 0 | 0 | 0 | 0 | 0 | [74 empty] | 0 | 0
|  |  |  | 2.0444 | 20.4444 | 0 | 0 | 0 | 0 | 0 | 0 | 0.173 | 0 | 20.444 | 20.444 | 0 | 0 | 0 | 0 | 0 | 0 | 0 | 0 | 0 | [74 empty] | 0 | 0
|  |  |  | 2.0296 | 20.2962 | 0 | 0 | 0 | 0 | 0 | 0 | 0.173 | 0 | 20.296 | 20.296 | 0 | 0 | 0 | 0 | 0 | 0 | 0 | 0 | 0 | [74 empty] | 0 | 0
|  |  |  | 2.0295 | 20.2948 | 0 | 0 | 0 | 0 | 0 | 0 | 0.173 | 0 | 20.295 | 20.295 | 0 | 0 | 0 | 0 | 0 | 0 | 0 | 0 | 0 | [74 empty] | 0 | 0
|  |  |  | 2.0292 | 20.2921 | 0 | 0 | 0 | 0 | 0 | 0 | 0.173 | 0 | 20.292 | 20.292 | 0 | 0 | 0 | 0 | 0 | 0 | 0 | 0 | 0 | [74 empty] | 0 | 0
|  |  |  | 2.0288 | 20.2883 | 0 | 0 | 0 | 0 | 0 | 0 | 0.173 | 0 | 20.288 | 20.288 | 0 | 0 | 0 | 0 | 0 | 0 | 0 | 0 | 0 | [74 empty] | 0 | 0
|  |  |  | 2.0616 | 20.616 | 0 | 0 | 0 | 0 | 0 | 0 | 0.173 | 0 | 20.616 | 20.616 | 0 | 0 | 0 | 0 | 0 | 0 | 0 | 0 | 0 | [74 empty] | 0 | 0
|  |  |  | 2.0562 | 20.5622 | 0 | 0 | 0 | 0 | 0 | 0 | 0.173 | 0 | 20.562 | 20.562 | 0 | 0 | 0 | 0 | 0 | 0 | 0 | 0 | 0 | [74 empty] | 0 | 0
|  |  |  | 3.0186 | 30.1858 | 0 | 0 | 0 | 0 | 0 | 0 | 0.173 | 0 | 30.186 | 30.186 | 0 | 0 | 0 | 0 | 0 | 0 | 0 | 0 | 0 | [74 empty] | 0 | 0
|  |  |  | 6.2206 | 62.206 | 0 | 0 | 0 | 0 | 0 | 0 | 0.173 | 0 | 62.206 | 47.752 | 0 | 14.454 | 0 | 0 | 14.454 | 0 | 0 | 0 | 0 | [74 empty] | 10 | 0
|  |  |  | 7.6461 | 76.4613 | 0 | 0 | 0 | 0 | 0 | 0 | 0.173 | 0 | 76.461 | 31.965 | 0 | 44.496 | 0 | 0 | 44.496 | 0 | 0 | 0 | 0 | [74 empty] | 9 | 0
|  |  |  | 7.6486 | 76.4856 | 0 | 0 | 0 | 0 | 0 | 0 | 0.173 | 0 | 76.486 | 6.339 | 0 | 70.147 | 0 | 0 | 70.147 | 0 | 0 | 0 | 0 | [74 empty] | 8 | 0
|  |  |  | 7.7587 | 77.5874 | 0 | 0 | 0 | 0 | 0 | 0 | 0.173 | 0 | 77.587 | 0 | 0 | 88.28 | 0 | 10.692 | 77.588 | 0 | 0 | 0 | 0 | [74 empty] | 7 | 0
|  |  |  | 7.8311 | 78.3112 | 0 | 0 | 0 | 0 | 0 | 0 | 0.173 | 0 | 78.311 | 0 | 0 | 98.095 | 0 | 19.784 | 78.311 | 0 | 0 | 0 | 0 | [74 empty] | 6 | 0
|  |  |  | 7.8998 | 78.9981 | 0 | 0 | 0 | 0 | 0 | 0 | 0.173 | 0 | 78.998 | 0 | 0 | 100.669 | 0 | 21.671 | 78.998 | 0 | 0 | 0 | 0 | [74 empty] | 5 | 0
|  |  |  | 7.8866 | 78.8661 | 0 | 0 | 0 | 0 | 0 | 0 | 0.173 | 0 | 78.866 | 0 | 0 | 94.882 | 0 | 16.016 | 78.866 | 0 | 0 | 0 | 0 | [74 empty] | 4 | 0
|  |  |  | 7.8781 | 78.7806 | 0 | 0 | 0 | 0 | 0 | 0 | 0.173 | 0 | 78.781 | 0 | 0 | 81.111 | 0 | 2.331 | 78.78 | 0 | 0 | 0 | 0 | [74 empty] | 3 | 0
|  |  |  | 7.7006 | 77.006 | 0 | 0 | 0 | 0 | 0 | 0 | 0.173 | 0 | 77.006 | 16.209 | 0 | 60.797 | 0 | 0 | 60.797 | 0 | 0 | 0 | 0 | [74 empty] | 2 | 0
|  |  |  | 7.5987 | 75.9867 | 0 | 0 | 0 | 0 | 0 | 0 | 0.173 | 0 | 75.987 | 52.924 | 0 | 23.062 | 0 | 0 | 23.062 | 0 | 0 | 0 | 0 | [74 empty] | 1 | 0
|  |  |  | 6.3509 | 63.5088 | 0 | 0 | 0 | 0 | 0 | 0 | 0.173 | 0 | 63.509 | 58.928 | 0 | 4.58 | 0 | 0 | 4.58 | 0 | 0 | 0 | 0 | [74 empty] | 0 | 0
|  |  |  | 6.5491 | 65.4911 | 0 | 0 | 0 | 0 | 0 | 0 | 0.173 | 0 | 65.491 | 65.491 | 0 | 0 | 0 | 0 | 0 | 0 | 0 | 0 | 0 | [74 empty] | 0 | 0
|  |  |  | 6.5487 | 65.4866 | 0 | 0 | 0 | 0 | 0 | 0 | 0.173 | 0 | 65.487 | 65.487 | 0 | 0 | 0 | 0 | 0 | 0 | 0 | 0 | 0 | [74 empty] | 0 | 0
|  |  |  | 6.5487 | 65.4868 | 0 | 0 | 0 | 0 | 0 | 0 | 0.173 | 0 | 65.487 | 65.487 | 0 | 0 | 0 | 0 | 0 | 0 | 0 | 0 | 0 | [74 empty] | 0 | 0
|  |  |  | 2.0286 | 20.286 | 0 | 0 | 0 | 0 | 0 | 0 | 0.173 | 0 | 20.286 | 20.286 | 0 | 0 | 0 | 0 | 0 | 0 | 0 | 0 | 0 | [74 empty] | 0 | 0
|  |  |  | 2.0295 | 20.2951 | 0 | 0 | 0 | 0 | 0 | 0 | 0.173 | 0 | 20.295 | 20.295 | 0 | 0 | 0 | 0 | 0 | 0 | 0 | 0 | 0 | [74 empty] | 0 | 0
|  |  |  | 2.0444 | 20.4438 | 0 | 0 | 0 | 0 | 0 | 0 | 0.173 | 0 | 20.444 | 20.444 | 0 | 0 | 0 | 0 | 0 | 0 | 0 | 0 | 0 | [74 empty] | 0 | 0
|  |  |  | 2.03 | 20.2998 | 0 | 0 | 0 | 0 | 0 | 0 | 0.173 | 0 | 20.3 | 20.3 | 0 | 0 | 0 | 0 | 0 | 0 | 0 | 0 | 0 | [74 empty] | 0 | 0
|  |  |  | 2.0301 | 20.3007 | 0 | 0 | 0 | 0 | 0 | 0 | 0.173 | 0 | 20.301 | 20.301 | 0 | 0 | 0 | 0 | 0 | 0 | 0 | 0 | 0 | [74 empty] | 0 | 0
|  |  |  | 2.0301 | 20.3006 | 0 | 0 | 0 | 0 | 0 | 0 | 0.173 | 0 | 20.301 | 20.301 | 0 | 0 | 0 | 0 | 0 | 0 | 0 | 0 | 0 | [74 empty] | 0 | 0
|  |  |  | 2.0299 | 20.2991 | 0 | 0 | 0 | 0 | 0 | 0 | 0.173 | 0 | 20.299 | 20.299 | 0 | 0 | 0 | 0 | 0 | 0 | 0 | 0 | 0 | [74 empty] | 0 | 0
|  |  |  | 2.0362 | 20.3624 | 0 | 0 | 0 | 0 | 0 | 0 | 0.173 | 0 | 20.362 | 20.362 | 0 | 0 | 0 | 0 | 0 | 0 | 0 | 0 | 0 | [74 empty] | 0 | 0
|  |  |  | 2.0354 | 20.3543 | 0 | 0 | 0 | 0 | 0 | 0 | 0.173 | 0 | 20.354 | 20.354 | 0 | 0 | 0 | 0 | 0 | 0 | 0 | 0 | 0 | [74 empty] | 0 | 0
|  |  |  | 3.0062 | 30.0618 | 0 | 0 | 0 | 0 | 0 | 0 | 0.173 | 0 | 30.062 | 30.062 | 0 | 0 | 0 | 0 | 0 | 0 | 0 | 0 | 0 | [74 empty] | 0 | 0
|  |  |  | 6.2201 | 62.201 | 0 | 0 | 0 | 0 | 0 | 0 | 0.173 | 0 | 62.201 | 59.598 | 0 | 2.603 | 0 | 0 | 2.603 | 0 | 0 | 0 | 0 | [74 empty] | 0 | 0
|  |  |  | 7.647 | 76.4697 | 0 | 0 | 0 | 0 | 0 | 0 | 0.173 | 0 | 76.47 | 55.21 | 0 | 21.259 | 0 | 0 | 21.259 | 0 | 0 | 0 | 0 | [74 empty] | 9 | 0
|  |  |  | 7.8265 | 78.2646 | 0 | 0 | 0 | 0 | 0 | 0 | 0.173 | 0 | 78.265 | 60.233 | 0 | 18.031 | 0 | 0 | 18.031 | 0 | 0 | 0 | 0 | [74 empty] | 8 | 0
|  |  |  | 8.3655 | 83.6547 | 0 | 0 | 0 | 0 | 0 | 0 | 0.173 | 0 | 83.655 | 42.939 | 0 | 40.716 | 0 | 0 | 40.716 | 0 | 0 | 0 | 0 | [74 empty] | 7 | 0
|  |  |  | 8.5768 | 85.7678 | 0 | 0 | 0 | 0 | 0 | 0 | 0.173 | 0 | 85.768 | 52.061 | 0 | 33.707 | 0 | 0 | 33.707 | 0 | 0 | 0 | 0 | [74 empty] | 6 | 0
|  |  |  | 8.6373 | 86.3729 | 0 | 0 | 0 | 0 | 0 | 0 | 0.173 | 0 | 86.373 | 70.567 | 0 | 15.806 | 0 | 0 | 15.806 | 0 | 0 | 0 | 0 | [74 empty] | 5 | 0
|  |  |  | 8.5998 | 85.9977 | 0 | 0 | 0 | 0 | 0 | 0 | 0.173 | 0 | 85.998 | 34.754 | 0 | 51.243 | 0 | 0 | 51.243 | 0 | 0 | 0 | 0 | [74 empty] | 4 | 0
|  |  |  | 8.5318 | 85.3184 | 0 | 0 | 0 | 0 | 0 | 0 | 0.173 | 0 | 85.318 | 32.621 | 0 | 52.697 | 0 | 0 | 52.697 | 0 | 0 | 0 | 0 | [74 empty] | 3 | 0
|  |  |  | 8.3145 | 83.1445 | 0 | 0 | 0 | 0 | 0 | 0 | 0.173 | 0 | 83.144 | 60.94 | 0 | 22.204 | 0 | 0 | 22.204 | 0 | 0 | 0 | 0 | [74 empty] | 2 | 0
|  |  |  | 7.9782 | 79.782 | 0 | 0 | 0 | 0 | 0 | 0 | 0.173 | 0 | 79.782 | 68.76 | 0 | 11.022 | 0 | 0 | 11.022 | 0 | 0 | 0 | 0 | [74 empty] | 1 | 0
|  |  |  | 6.5986 | 65.9856 | 0 | 0 | 0 | 0 | 0 | 0 | 0.173 | 0 | 65.986 | 63.819 | 0 | 2.167 | 0 | 0 | 2.167 | 0 | 0 | 0 | 0 | [74 empty] | 0 | 0
|  |  |  | 6.6934 | 66.934 | 0 | 0 | 0 | 0 | 0 | 0 | 0.173 | 0 | 66.934 | 66.934 | 0 | 0 | 0 | 0 | 0 | 0 | 0 | 0 | 0 | [74 empty] | 0 | 0
|  |  |  | 6.6367 | 66.3674 | 0 | 0 | 0 | 0 | 0 | 0 | 0.173 | 0 | 66.367 | 66.367 | 0 | 0 | 0 | 0 | 0 | 0 | 0 | 0 | 0 | [74 empty] | 0 | 0
|  |  |  | 6.6393 | 66.3926 | 0 | 0 | 0 | 0 | 0 | 0 | 0.173 | 0 | 66.393 | 66.393 | 0 | 0 | 0 | 0 | 0 | 0 | 0 | 0 | 0 | [74 empty] | 0 | 0
|  |  |  | 2.0359 | 20.3587 | 0 | 0 | 0 | 0 | 0 | 0 | 0.173 | 0 | 20.359 | 20.359 | 0 | 0 | 0 | 0 | 0 | 0 | 0 | 0 | 0 | [74 empty] | 0 | 0
|  |  |  | 2.0318 | 20.318 | 0 | 0 | 0 | 0 | 0 | 0 | 0.173 | 0 | 20.318 | 20.318 | 0 | 0 | 0 | 0 | 0 | 0 | 0 | 0 | 0 | [74 empty] | 0 | 0
|  |  |  | 2.0461 | 20.4611 | 0 | 0 | 0 | 0 | 0 | 0 | 0.173 | 0 | 20.461 | 20.461 | 0 | 0 | 0 | 0 | 0 | 0 | 0 | 0 | 0 | [74 empty] | 0 | 0
|  |  |  | 2.0318 | 20.318 | 0 | 0 | 0 | 0 | 0 | 0 | 0.173 | 0 | 20.318 | 20.318 | 0 | 0 | 0 | 0 | 0 | 0 | 0 | 0 | 0 | [74 empty] | 0 | 0
|  |  |  | 2.0318 | 20.3179 | 0 | 0 | 0 | 0 | 0 | 0 | 0.173 | 0 | 20.318 | 20.318 | 0 | 0 | 0 | 0 | 0 | 0 | 0 | 0 | 0 | [74 empty] | 0 | 0
|  |  |  | 2.0318 | 20.3175 | 0 | 0 | 0 | 0 | 0 | 0 | 0.173 | 0 | 20.317 | 20.317 | 0 | 0 | 0 | 0 | 0 | 0 | 0 | 0 | 0 | [74 empty] | 0 | 0
|  |  |  | 2.0315 | 20.3152 | 0 | 0 | 0 | 0 | 0 | 0 | 0.173 | 0 | 20.315 | 20.315 | 0 | 0 | 0 | 0 | 0 | 0 | 0 | 0 | 0 | [74 empty] | 0 | 0
|  |  |  | 2.0381 | 20.3811 | 0 | 0 | 0 | 0 | 0 | 0 | 0.173 | 0 | 20.381 | 20.381 | 0 | 0 | 0 | 0 | 0 | 0 | 0 | 0 | 0 | [74 empty] | 0 | 0
|  |  |  | 2.0376 | 20.3762 | 0 | 0 | 0 | 0 | 0 | 0 | 0.173 | 0 | 20.376 | 20.376 | 0 | 0 | 0 | 0 | 0 | 0 | 0 | 0 | 0 | [74 empty] | 0 | 0
|  |  |  | 2.9936 | 29.9359 | 0 | 0 | 0 | 0 | 0 | 0 | 0.173 | 0 | 29.936 | 29.936 | 0 | 0 | 0 | 0 | 0 | 0 | 0 | 0 | 0 | [74 empty] | 0 | 0
|  |  |  | 6.2408 | 62.4075 | 0 | 0 | 0 | 0 | 0 | 0 | 0.173 | 0 | 62.407 | 62.407 | 0 | 0 | 0 | 0 | 0 | 0 | 0 | 0 | 0 | [74 empty] | 0 | 0
|  |  |  | 7.7831 | 77.8308 | 0 | 0 | 0 | 0 | 0 | 0 | 0.173 | 0 | 77.831 | 75.272 | 0 | 2.559 | 0 | 0 | 2.559 | 0 | 0 | 0 | 0 | [74 empty] | 0 | 0
|  |  |  | 7.9176 | 79.1764 | 0 | 0 | 0 | 0 | 0 | 0 | 0.173 | 0 | 79.176 | 63.719 | 0 | 15.457 | 0 | 0 | 15.457 | 0 | 0 | 0 | 0 | [74 empty] | 4 | 0
|  |  |  | 8.1158 | 81.1583 | 0 | 0 | 0 | 0 | 0 | 0 | 0.173 | 0 | 81.158 | 6.882 | 0 | 74.277 | 0 | 0 | 74.277 | 0 | 0 | 0 | 0 | [74 empty] | 3 | 0
|  |  |  | 8.5737 | 85.737 | 0 | 0 | 0 | 0 | 0 | 0 | 0.173 | 0 | 85.737 | 31.585 | 0 | 54.152 | 0 | 0 | 54.152 | 0 | 0 | 0 | 0 | [74 empty] | 2 | 0
|  |  |  | 8.5468 | 85.4683 | 0 | 0 | 0 | 0 | 0 | 0 | 0.173 | 0 | 85.468 | 54.772 | 0 | 30.697 | 0 | 0 | 30.697 | 0 | 0 | 0 | 0 | [74 empty] | 1 | 0
|  |  |  | 8.6246 | 86.2461 | 0 | 0 | 0 | 0 | 0 | 0 | 0.173 | 0 | 86.246 | 82.989 | 0 | 3.257 | 0 | 0 | 3.257 | 0 | 0 | 0 | 0 | [74 empty] | 0 | 0
|  |  |  | 8.4779 | 84.7785 | 0 | 0 | 0 | 0 | 0 | 0 | 0.173 | 0 | 84.778 | 66.34 | 0 | 18.438 | 0 | 0 | 18.438 | 0 | 0 | 0 | 0 | [74 empty] | 4 | 0
|  |  |  | 8.5071 | 85.0707 | 0 | 0 | 0 | 0 | 0 | 0 | 0.173 | 0 | 85.071 | 23.968 | 0 | 61.102 | 0 | 0 | 61.102 | 0 | 0 | 0 | 0 | [74 empty] | 3 | 0
|  |  |  | 8.0343 | 80.3433 | 0 | 0 | 0 | 0 | 0 | 0 | 0.173 | 0 | 80.343 | 46.448 | 0 | 33.896 | 0 | 0 | 33.896 | 0 | 0 | 0 | 0 | [74 empty] | 2 | 0
|  |  |  | 6.6009 | 66.0093 | 0 | 0 | 0 | 0 | 0 | 0 | 0.173 | 0 | 66.009 | 58.506 | 0 | 7.503 | 0 | 0 | 7.503 | 0 | 0 | 0 | 0 | [74 empty] | 1 | 0
|  |  |  | 6.7357 | 67.3573 | 0 | 0 | 0 | 0 | 0 | 0 | 0.173 | 0 | 67.357 | 67.357 | 0 | 0 | 0 | 0 | 0 | 0 | 0 | 0 | 0 | [74 empty] | 0 | 0
|  |  |  | 6.7359 | 67.3591 | 0 | 0 | 0 | 0 | 0 | 0 | 0.173 | 0 | 67.359 | 67.359 | 0 | 0 | 0 | 0 | 0 | 0 | 0 | 0 | 0 | [74 empty] | 0 | 0
|  |  |  | 6.727 | 67.2702 | 0 | 0 | 0 | 0 | 0 | 0 | 0.173 | 0 | 67.27 | 67.27 | 0 | 0 | 0 | 0 | 0 | 0 | 0 | 0 | 0 | [74 empty] | 0 | 0
|  |  |  | 2.036 | 20.3599 | 0 | 0 | 0 | 0 | 0 | 0 | 0.173 | 0 | 20.36 | 20.36 | 0 | 0 | 0 | 0 | 0 | 0 | 0 | 0 | 0 | [74 empty] | 0 | 0
|  |  |  | 2.0316 | 20.3163 | 0 | 0 | 0 | 0 | 0 | 0 | 0.173 | 0 | 20.316 | 20.316 | 0 | 0 | 0 | 0 | 0 | 0 | 0 | 0 | 0 | [74 empty] | 0 | 0
|  |  |  | 2.0461 | 20.4613 | 0 | 0 | 0 | 0 | 0 | 0 | 0.173 | 0 | 20.461 | 20.461 | 0 | 0 | 0 | 0 | 0 | 0 | 0 | 0 | 0 | [74 empty] | 0 | 0
|  |  |  | 2.0317 | 20.3167 | 0 | 0 | 0 | 0 | 0 | 0 | 0.173 | 0 | 20.317 | 20.317 | 0 | 0 | 0 | 0 | 0 | 0 | 0 | 0 | 0 | [74 empty] | 0 | 0
|  |  |  | 2.0315 | 20.3154 | 0 | 0 | 0 | 0 | 0 | 0 | 0.173 | 0 | 20.315 | 20.315 | 0 | 0 | 0 | 0 | 0 | 0 | 0 | 0 | 0 | [74 empty] | 0 | 0
|  |  |  | 2.0313 | 20.3133 | 0 | 0 | 0 | 0 | 0 | 0 | 0.173 | 0 | 20.313 | 20.313 | 0 | 0 | 0 | 0 | 0 | 0 | 0 | 0 | 0 | [74 empty] | 0 | 0
|  |  |  | 2.0311 | 20.3113 | 0 | 0 | 0 | 0 | 0 | 0 | 0.173 | 0 | 20.311 | 20.311 | 0 | 0 | 0 | 0 | 0 | 0 | 0 | 0 | 0 | [74 empty] | 0 | 0
|  |  |  | 2.0647 | 20.6471 | 0 | 0 | 0 | 0 | 0 | 0 | 0.173 | 0 | 20.647 | 20.647 | 0 | 0 | 0 | 0 | 0 | 0 | 0 | 0 | 0 | [74 empty] | 0 | 0
|  |  |  | 2.059 | 20.5903 | 0 | 0 | 0 | 0 | 0 | 0 | 0.173 | 0 | 20.59 | 20.59 | 0 | 0 | 0 | 0 | 0 | 0 | 0 | 0 | 0 | [74 empty] | 0 | 0
|  |  |  | 3.0019 | 30.0189 | 0 | 0 | 0 | 0 | 0 | 0 | 0.173 | 0 | 30.019 | 30.019 | 0 | 0 | 0 | 0 | 0 | 0 | 0 | 0 | 0 | [74 empty] | 0 | 0
|  |  |  | 6.2872 | 62.8724 | 0 | 0 | 0 | 0 | 0 | 0 | 0.173 | 0 | 62.872 | 62.872 | 0 | 0 | 0 | 0 | 0 | 0 | 0 | 0 | 0 | [74 empty] | 0 | 0
|  |  |  | 7.9349 | 79.3491 | 0 | 0 | 0 | 0 | 0 | 0 | 0.173 | 0 | 79.349 | 38.037 | 0 | 41.312 | 0 | 0 | 41.312 | 0 | 0 | 0 | 0 | [74 empty] | 5 | 0
|  |  |  | 8.1884 | 81.8843 | 0 | 0 | 0 | 0 | 0 | 0 | 0.173 | 0 | 81.884 | 15.605 | 0 | 66.279 | 0 | 0 | 66.279 | 0 | 0 | 0 | 0 | [74 empty] | 4 | 0
|  |  |  | 8.7419 | 87.4187 | 0 | 0 | 0 | 0 | 0 | 0 | 0.173 | 0 | 87.419 | 3.603 | 0 | 83.816 | 0 | 0 | 83.816 | 0 | 0 | 0 | 0 | [74 empty] | 3 | 0
|  |  |  | 9.483 | 94.8302 | 0 | 0 | 0 | 0 | 0 | 0 | 0.173 | 0 | 94.83 | 0.69 | 0 | 94.14 | 0 | 0 | 94.14 | 0 | 0 | 0 | 0 | [74 empty] | 2 | 0
|  |  |  | 10.0231 | 100.231 | 0 | 0 | 0 | 0 | 0 | 0 | 0.173 | 0 | 100.231 | 12.416 | 0 | 87.815 | 0 | 0 | 87.815 | 0 | 0 | 0 | 0 | [74 empty] | 1 | 0
|  |  |  | 10.8373 | 108.373 | 0 | 0 | 0 | 0 | 0 | 0 | 0.173 | 0 | 108.373 | 102.295 | 0 | 6.078 | 0 | 0 | 6.078 | 0 | 0 | 0 | 0 | [74 empty] | 0 | 0
|  |  |  | 10.394 | 103.94 | 0 | 0 | 0 | 0 | 0 | 0 | 0.173 | 0 | 103.94 | 86.316 | 0 | 17.624 | 0 | 0 | 17.624 | 0 | 0 | 0 | 0 | [74 empty] | 1 | 0
|  |  |  | 9.3125 | 93.125 | 0 | 0 | 0 | 0 | 0 | 0 | 0.173 | 0 | 93.125 | 89.112 | 0 | 4.013 | 0 | 0 | 4.013 | 0 | 0 | 0 | 0 | [74 empty] | 0 | 0
|  |  |  | 8.5687 | 85.6874 | 0 | 0 | 0 | 0 | 0 | 0 | 0.173 | 0 | 85.687 | 71.975 | 0 | 13.712 | 0 | 0 | 13.712 | 0 | 0 | 0 | 0 | [74 empty] | 2 | 0
|  |  |  | 6.8943 | 68.9427 | 0 | 0 | 0 | 0 | 0 | 0 | 0.173 | 0 | 68.943 | 61.818 | 0 | 7.125 | 0 | 0 | 7.125 | 0 | 0 | 0 | 0 | [74 empty] | 1 | 0
|  |  |  | 6.9058 | 69.0575 | 0 | 0 | 0 | 0 | 0 | 0 | 0.173 | 0 | 69.057 | 69.057 | 0 | 0 | 0 | 0 | 0 | 0 | 0 | 0 | 0 | [74 empty] | 0 | 0
|  |  |  | 6.8106 | 68.1064 | 0 | 0 | 0 | 0 | 0 | 0 | 0.173 | 0 | 68.106 | 68.106 | 0 | 0 | 0 | 0 | 0 | 0 | 0 | 0 | 0 | [74 empty] | 0 | 0
|  |  |  | 6.7819 | 67.8186 | 0 | 0 | 0 | 0 | 0 | 0 | 0.173 | 0 | 67.819 | 67.819 | 0 | 0 | 0 | 0 | 0 | 0 | 0 | 0 | 0 | [74 empty] | 0 | 0
|  |  |  | 2.0319 | 20.3194 | 0 | 0 | 0 | 0 | 0 | 0 | 0.173 | 0 | 20.319 | 20.319 | 0 | 0 | 0 | 0 | 0 | 0 | 0 | 0 | 0 | [74 empty] | 0 | 0
|  |  |  | 2.0327 | 20.3274 | 0 | 0 | 0 | 0 | 0 | 0 | 0.173 | 0 | 20.327 | 20.327 | 0 | 0 | 0 | 0 | 0 | 0 | 0 | 0 | 0 | [74 empty] | 0 | 0
|  |  |  | 2.0471 | 20.4713 | 0 | 0 | 0 | 0 | 0 | 0 | 0.173 | 0 | 20.471 | 20.471 | 0 | 0 | 0 | 0 | 0 | 0 | 0 | 0 | 0 | [74 empty] | 0 | 0
|  |  |  | 2.0332 | 20.3319 | 0 | 0 | 0 | 0 | 0 | 0 | 0.173 | 0 | 20.332 | 20.332 | 0 | 0 | 0 | 0 | 0 | 0 | 0 | 0 | 0 | [74 empty] | 0 | 0
|  |  |  | 2.0328 | 20.3277 | 0 | 0 | 0 | 0 | 0 | 0 | 0.173 | 0 | 20.328 | 20.328 | 0 | 0 | 0 | 0 | 0 | 0 | 0 | 0 | 0 | [74 empty] | 0 | 0
|  |  |  | 2.0323 | 20.3232 | 0 | 0 | 0 | 0 | 0 | 0 | 0.173 | 0 | 20.323 | 20.323 | 0 | 0 | 0 | 0 | 0 | 0 | 0 | 0 | 0 | [74 empty] | 0 | 0
|  |  |  | 2.0332 | 20.3324 | 0 | 0 | 0 | 0 | 0 | 0 | 0.173 | 0 | 20.332 | 20.332 | 0 | 0 | 0 | 0 | 0 | 0 | 0 | 0 | 0 | [74 empty] | 0 | 0
|  |  |  | 2.0407 | 20.4073 | 0 | 0 | 0 | 0 | 0 | 0 | 0.173 | 0 | 20.407 | 20.407 | 0 | 0 | 0 | 0 | 0 | 0 | 0 | 0 | 0 | [74 empty] | 0 | 0
|  |  |  | 2.0383 | 20.3835 | 0 | 0 | 0 | 0 | 0 | 0 | 0.173 | 0 | 20.383 | 20.383 | 0 | 0 | 0 | 0 | 0 | 0 | 0 | 0 | 0 | [74 empty] | 0 | 0
|  |  |  | 1.8131 | 18.1308 | 0 | 0 | 0 | 0 | 0 | 0 | 0.173 | 0 | 18.131 | 18.131 | 0 | 0 | 0 | 0 | 0 | 0 | 0 | 0 | 0 | [74 empty] | 0 | 0
|  |  |  | 1.6991 | 16.9907 | 0 | 0 | 0 | 0 | 0 | 0 | 0.173 | 0 | 16.991 | 15.173 | 0 | 1.818 | 0 | 0 | 1.818 | 0 | 0 | 0 | 0 | [74 empty] | 11 | 0
|  |  |  | 1.7002 | 17.0024 | 0 | 0 | 0 | 0 | 0 | 0 | 0.173 | 0 | 17.002 | 0 | 0 | 44.743 | 0 | 27.741 | 17.002 | 0 | 0 | 0 | 0 | [74 empty] | 10 | 0
|  |  |  | 1.7022 | 17.0221 | 0 | 0 | 0 | 0 | 0 | 0 | 0.173 | 0 | 17.022 | 0 | 0 | 69.842 | 0 | 52.82 | 17.022 | 0 | 0 | 0 | 0 | [74 empty] | 9 | 0
|  |  |  | 1.704 | 17.0396 | 0 | 0 | 0 | 0 | 0 | 0 | 0.173 | 0 | 17.04 | 0 | 0 | 86.869 | 0 | 69.83 | 17.039 | 0 | 0 | 0 | 0 | [74 empty] | 8 | 0
|  |  |  | 1.7173 | 17.1728 | 0 | 0 | 0 | 0 | 0 | 0 | 0.173 | 0 | 17.173 | 0 | 0 | 96.132 | 0 | 78.959 | 17.173 | 0 | 0 | 0 | 0 | [74 empty] | 7 | 0
|  |  |  | 2.2062 | 22.0615 | 0 | 0 | 0 | 0 | 0 | 0 | 0.173 | 0 | 22.061 | 0 | 0 | 98.502 | 0 | 76.441 | 22.061 | 0 | 0 | 0 | 0 | [74 empty] | 6 | 0
|  |  |  | 2.8378 | 28.3779 | 0 | 0 | 0 | 0 | 0 | 0 | 0.173 | 0 | 28.378 | 0 | 0 | 92.133 | 0 | 63.755 | 28.378 | 0 | 0 | 0 | 0 | [74 empty] | 5 | 0
|  |  |  | 2.7331 | 27.3313 | 0 | 0 | 0 | 0 | 0 | 0 | 0.173 | 0 | 27.331 | 0 | 0 | 80.079 | 0 | 52.747 | 27.332 | 0 | 0 | 0 | 0 | [74 empty] | 4 | 0
|  |  |  | 2.8198 | 28.198 | 0 | 0 | 0 | 0 | 0 | 0 | 0.173 | 0 | 28.198 | 0 | 0 | 60.463 | 0 | 32.265 | 28.198 | 0 | 0 | 0 | 0 | [74 empty] | 3 | 0
|  |  |  | 2.4155 | 24.1546 | 0 | 0 | 0 | 0 | 0 | 0 | 0.173 | 0 | 24.155 | 0 | 0 | 34.128 | 0 | 9.974 | 24.154 | 0 | 0 | 0 | 0 | [74 empty] | 2 | 0
|  |  |  | 1.8121 | 18.1214 | 0 | 0 | 0 | 0 | 0 | 0 | 0.173 | 0 | 18.121 | 10.225 | 0 | 7.896 | 0 | 0 | 7.896 | 0 | 0 | 0 | 0 | [74 empty] | 1 | 0
|  |  |  | 2.0379 | 20.3795 | 0 | 0 | 0 | 0 | 0 | 0 | 0.173 | 0 | 20.379 | 20.379 | 0 | 0 | 0 | 0 | 0 | 0 | 0 | 0 | 0 | [74 empty] | 0 | 0
|  |  |  | 2.0458 | 20.4581 | 0 | 0 | 0 | 0 | 0 | 0 | 0.173 | 0 | 20.458 | 20.458 | 0 | 0 | 0 | 0 | 0 | 0 | 0 | 0 | 0 | [74 empty] | 0 | 0
|  |  |  | 2.0452 | 20.4523 | 0 | 0 | 0 | 0 | 0 | 0 | 0.173 | 0 | 20.452 | 20.452 | 0 | 0 | 0 | 0 | 0 | 0 | 0 | 0 | 0 | [74 empty] | 0 | 0
|  |  |  | 2.0412 | 20.4115 | 0 | 0 | 0 | 0 | 0 | 0 | 0.173 | 0 | 20.411 | 20.411 | 0 | 0 | 0 | 0 | 0 | 0 | 0 | 0 | 0 | [74 empty] | 0 | 0
|  |  |  | 2.0344 | 20.3437 | 0 | 0 | 0 | 0 | 0 | 0 | 0.173 | 0 | 20.344 | 20.344 | 0 | 0 | 0 | 0 | 0 | 0 | 0 | 0 | 0 | [74 empty] | 0 | 0
|  |  |  | 2.0473 | 20.4728 | 0 | 0 | 0 | 0 | 0 | 0 | 0.173 | 0 | 20.473 | 20.473 | 0 | 0 | 0 | 0 | 0 | 0 | 0 | 0 | 0 | [74 empty] | 0 | 0
|  |  |  | 2.034 | 20.34 | 0 | 0 | 0 | 0 | 0 | 0 | 0.173 | 0 | 20.34 | 20.34 | 0 | 0 | 0 | 0 | 0 | 0 | 0 | 0 | 0 | [74 empty] | 0 | 0
|  |  |  | 2.0335 | 20.3351 | 0 | 0 | 0 | 0 | 0 | 0 | 0.173 | 0 | 20.335 | 20.335 | 0 | 0 | 0 | 0 | 0 | 0 | 0 | 0 | 0 | [74 empty] | 0 | 0
|  |  |  | 2.0331 | 20.331 | 0 | 0 | 0 | 0 | 0 | 0 | 0.173 | 0 | 20.331 | 20.331 | 0 | 0 | 0 | 0 | 0 | 0 | 0 | 0 | 0 | [74 empty] | 0 | 0
|  |  |  | 2.033 | 20.3298 | 0 | 0 | 0 | 0 | 0 | 0 | 0.173 | 0 | 20.33 | 20.33 | 0 | 0 | 0 | 0 | 0 | 0 | 0 | 0 | 0 | [74 empty] | 0 | 0
|  |  |  | 2.0406 | 20.4057 | 0 | 0 | 0 | 0 | 0 | 0 | 0.173 | 0 | 20.406 | 20.406 | 0 | 0 | 0 | 0 | 0 | 0 | 0 | 0 | 0 | [74 empty] | 0 | 0
|  |  |  | 2.0403 | 20.4032 | 0 | 0 | 0 | 0 | 0 | 0 | 0.173 | 0 | 20.403 | 20.403 | 0 | 0 | 0 | 0 | 0 | 0 | 0 | 0 | 0 | [74 empty] | 0 | 0
|  |  |  | 1.8146 | 18.1458 | 0 | 0 | 0 | 0 | 0 | 0 | 0.173 | 0 | 18.146 | 18.146 | 0 | 0 | 0 | 0 | 0 | 0 | 0 | 0 | 0 | [74 empty] | 0 | 0
|  |  |  | 1.6991 | 16.9914 | 0 | 0 | 0 | 0 | 0 | 0 | 0.173 | 0 | 16.991 | 6.071 | 0 | 10.92 | 0 | 0 | 10.92 | 0 | 0 | 0 | 0 | [74 empty] | 11 | 0
|  |  |  | 1.6992 | 16.9918 | 0 | 0 | 0 | 0 | 0 | 0 | 0.173 | 0 | 16.992 | 0 | 0 | 32.223 | 0 | 15.232 | 16.991 | 0 | 0 | 0 | 0 | [74 empty] | 10 | 0
|  |  |  | 1.6995 | 16.995 | 0 | 0 | 0 | 0 | 0 | 0 | 0.173 | 0 | 16.995 | 0 | 0 | 47.913 | 0 | 30.918 | 16.995 | 0 | 0 | 0 | 0 | [74 empty] | 9 | 0
|  |  |  | 1.6997 | 16.9965 | 0 | 0 | 0 | 0 | 0 | 0 | 0.173 | 0 | 16.996 | 0 | 0 | 56.624 | 0 | 39.627 | 16.997 | 0 | 0 | 0 | 0 | [74 empty] | 8 | 0
|  |  |  | 1.7123 | 17.1234 | 0 | 0 | 0 | 0 | 0 | 0 | 0.173 | 0 | 17.123 | 0 | 0 | 67.646 | 0 | 50.523 | 17.123 | 0 | 0 | 0 | 0 | [74 empty] | 7 | 0
|  |  |  | 1.6985 | 16.9847 | 0 | 0 | 0 | 0 | 0 | 0 | 0.173 | 0 | 16.985 | 0 | 0 | 70.67 | 0 | 53.686 | 16.984 | 0 | 0 | 0 | 0 | [74 empty] | 6 | 0
|  |  |  | 1.6993 | 16.9933 | 0 | 0 | 0 | 0 | 0 | 0 | 0.173 | 0 | 16.993 | 0 | 0 | 66.395 | 0 | 49.402 | 16.993 | 0 | 0 | 0 | 0 | [74 empty] | 5 | 0
|  |  |  | 1.6999 | 16.9993 | 0 | 0 | 0 | 0 | 0 | 0 | 0.173 | 0 | 16.999 | 0 | 0 | 57.016 | 0 | 40.017 | 16.999 | 0 | 0 | 0 | 0 | [74 empty] | 4 | 0
|  |  |  | 1.6998 | 16.9979 | 0 | 0 | 0 | 0 | 0 | 0 | 0.173 | 0 | 16.998 | 0 | 0 | 24.938 | 0 | 7.94 | 16.998 | 0 | 0 | 0 | 0 | [74 empty] | 3 | 0
|  |  |  | 1.6966 | 16.966 | 0 | 0 | 0 | 0 | 0 | 0 | 0.173 | 0 | 16.966 | 0 | 0 | 19.224 | 0 | 2.258 | 16.966 | 0 | 0 | 0 | 0 | [74 empty] | 2 | 0
|  |  |  | 1.8092 | 18.0917 | 0 | 0 | 0 | 0 | 0 | 0 | 0.173 | 0 | 18.092 | 14.195 | 0 | 3.897 | 0 | 0 | 3.897 | 0 | 0 | 0 | 0 | [74 empty] | 1 | 0
|  |  |  | 2.0349 | 20.349 | 0 | 0 | 0 | 0 | 0 | 0 | 0.173 | 0 | 20.349 | 20.349 | 0 | 0 | 0 | 0 | 0 | 0 | 0 | 0 | 0 | [74 empty] | 0 | 0
|  |  |  | 2.0419 | 20.4194 | 0 | 0 | 0 | 0 | 0 | 0 | 0.173 | 0 | 20.419 | 20.419 | 0 | 0 | 0 | 0 | 0 | 0 | 0 | 0 | 0 | [74 empty] | 0 | 0
|  |  |  | 2.0412 | 20.4124 | 0 | 0 | 0 | 0 | 0 | 0 | 0.173 | 0 | 20.412 | 20.412 | 0 | 0 | 0 | 0 | 0 | 0 | 0 | 0 | 0 | [74 empty] | 0 | 0
|  |  |  | 2.0377 | 20.3765 | 0 | 0 | 0 | 0 | 0 | 0 | 0.173 | 0 | 20.376 | 20.376 | 0 | 0 | 0 | 0 | 0 | 0 | 0 | 0 | 0 | [74 empty] | 0 | 0
|  |  |  | 2.0321 | 20.3209 | 0 | 0 | 0 | 0 | 0 | 0 | 0.173 | 0 | 20.321 | 20.321 | 0 | 0 | 0 | 0 | 0 | 0 | 0 | 0 | 0 | [74 empty] | 0 | 0
|  |  |  | 2.0452 | 20.4523 | 0 | 0 | 0 | 0 | 0 | 0 | 0.173 | 0 | 20.452 | 20.452 | 0 | 0 | 0 | 0 | 0 | 0 | 0 | 0 | 0 | [74 empty] | 0 | 0
|  |  |  | 2.0319 | 20.3187 | 0 | 0 | 0 | 0 | 0 | 0 | 0.173 | 0 | 20.319 | 20.319 | 0 | 0 | 0 | 0 | 0 | 0 | 0 | 0 | 0 | [74 empty] | 0 | 0
|  |  |  | 2.0318 | 20.3183 | 0 | 0 | 0 | 0 | 0 | 0 | 0.173 | 0 | 20.318 | 20.318 | 0 | 0 | 0 | 0 | 0 | 0 | 0 | 0 | 0 | [74 empty] | 0 | 0
|  |  |  | 2.032 | 20.3198 | 0 | 0 | 0 | 0 | 0 | 0 | 0.173 | 0 | 20.32 | 20.32 | 0 | 0 | 0 | 0 | 0 | 0 | 0 | 0 | 0 | [74 empty] | 0 | 0
|  |  |  | 2.0319 | 20.3194 | 0 | 0 | 0 | 0 | 0 | 0 | 0.173 | 0 | 20.319 | 20.319 | 0 | 0 | 0 | 0 | 0 | 0 | 0 | 0 | 0 | [74 empty] | 0 | 0
|  |  |  | 2.0389 | 20.3889 | 0 | 0 | 0 | 0 | 0 | 0 | 0.173 | 0 | 20.389 | 20.389 | 0 | 0 | 0 | 0 | 0 | 0 | 0 | 0 | 0 | [74 empty] | 0 | 0
|  |  |  | 2.0392 | 20.3923 | 0 | 0 | 0 | 0 | 0 | 0 | 0.173 | 0 | 20.392 | 20.392 | 0 | 0 | 0 | 0 | 0 | 0 | 0 | 0 | 0 | [74 empty] | 0 | 0
|  |  |  | 3.4481 | 34.4806 | 0 | 0 | 0 | 0 | 0 | 0 | 0.173 | 0 | 34.481 | 34.481 | 0 | 0 | 0 | 0 | 0 | 0 | 0 | 0 | 0 | [74 empty] | 0 | 0
|  |  |  | 6.5193 | 65.1929 | 0 | 0 | 0 | 0 | 0 | 0 | 0.173 | 0 | 65.193 | 62.983 | 0 | 2.21 | 0 | 0 | 2.21 | 0 | 0 | 0 | 0 | [74 empty] | 0 | 0
|  |  |  | 7.9959 | 79.9591 | 0 | 0 | 0 | 0 | 0 | 0 | 0.173 | 0 | 79.959 | 64.022 | 0 | 15.937 | 0 | 0 | 15.937 | 0 | 0 | 0 | 0 | [74 empty] | 9 | 0
|  |  |  | 8.0536 | 80.5356 | 0 | 0 | 0 | 0 | 0 | 0 | 0.173 | 0 | 80.536 | 33 | 0 | 47.535 | 0 | 0 | 47.535 | 0 | 0 | 0 | 0 | [74 empty] | 8 | 0
|  |  |  | 8.4344 | 84.3442 | 0 | 0 | 0 | 0 | 0 | 0 | 0.173 | 0 | 84.344 | 21.919 | 0 | 62.426 | 0 | 0 | 62.426 | 0 | 0 | 0 | 0 | [74 empty] | 7 | 0
|  |  |  | 8.6439 | 86.4393 | 0 | 0 | 0 | 0 | 0 | 0 | 0.173 | 0 | 86.439 | 10.156 | 0 | 76.283 | 0 | 0 | 76.283 | 0 | 0 | 0 | 0 | [74 empty] | 6 | 0
|  |  |  | 8.5138 | 85.1383 | 0 | 0 | 0 | 0 | 0 | 0 | 0.173 | 0 | 85.138 | 0 | 0 | 87.146 | 0 | 2.007 | 85.139 | 0 | 0 | 0 | 0 | [74 empty] | 5 | 0
|  |  |  | 8.2478 | 82.4778 | 0 | 0 | 0 | 0 | 0 | 0 | 0.173 | 0 | 82.478 | 0 | 0 | 84.703 | 0 | 2.225 | 82.478 | 0 | 0 | 0 | 0 | [74 empty] | 4 | 0
|  |  |  | 8.1491 | 81.4913 | 0 | 0 | 0 | 0 | 0 | 0 | 0.173 | 0 | 81.491 | 20.054 | 0 | 61.437 | 0 | 0 | 61.437 | 0 | 0 | 0 | 0 | [74 empty] | 3 | 0
|  |  |  | 8.0516 | 80.516 | 0 | 0 | 0 | 0 | 0 | 0 | 0.173 | 0 | 80.516 | 33.199 | 0 | 47.317 | 0 | 0 | 47.317 | 0 | 0 | 0 | 0 | [74 empty] | 2 | 0
|  |  |  | 7.8951 | 78.9514 | 0 | 0 | 0 | 0 | 0 | 0 | 0.173 | 0 | 78.951 | 56.122 | 0 | 22.83 | 0 | 0 | 22.83 | 0 | 0 | 0 | 0 | [74 empty] | 1 | 0
|  |  |  | 6.7104 | 67.1045 | 0 | 0 | 0 | 0 | 0 | 0 | 0.173 | 0 | 67.104 | 62.989 | 0 | 4.115 | 0 | 0 | 4.115 | 0 | 0 | 0 | 0 | [74 empty] | 0 | 0
|  |  |  | 6.8909 | 68.9092 | 0 | 0 | 0 | 0 | 0 | 0 | 0.173 | 0 | 68.909 | 68.909 | 0 | 0 | 0 | 0 | 0 | 0 | 0 | 0 | 0 | [74 empty] | 0 | 0
|  |  |  | 6.8617 | 68.6166 | 0 | 0 | 0 | 0 | 0 | 0 | 0.173 | 0 | 68.617 | 68.617 | 0 | 0 | 0 | 0 | 0 | 0 | 0 | 0 | 0 | [74 empty] | 0 | 0
|  |  |  | 6.9042 | 69.042 | 0 | 0 | 0 | 0 | 0 | 0 | 0.173 | 0 | 69.042 | 69.042 | 0 | 0 | 0 | 0 | 0 | 0 | 0 | 0 | 0 | [74 empty] | 0 | 0
|  |  |  | 2.037 | 20.37 | 0 | 0 | 0 | 0 | 0 | 0 | 0.173 | 0 | 20.37 | 20.37 | 0 | 0 | 0 | 0 | 0 | 0 | 0 | 0 | 0 | [74 empty] | 0 | 0
|  |  |  | 2.0324 | 20.3243 | 0 | 0 | 0 | 0 | 0 | 0 | 0.173 | 0 | 20.324 | 20.324 | 0 | 0 | 0 | 0 | 0 | 0 | 0 | 0 | 0 | [74 empty] | 0 | 0
|  |  |  | 2.0465 | 20.4648 | 0 | 0 | 0 | 0 | 0 | 0 | 0.173 | 0 | 20.465 | 20.465 | 0 | 0 | 0 | 0 | 0 | 0 | 0 | 0 | 0 | [74 empty] | 0 | 0
|  |  |  | 2.0324 | 20.3239 | 0 | 0 | 0 | 0 | 0 | 0 | 0.173 | 0 | 20.324 | 20.324 | 0 | 0 | 0 | 0 | 0 | 0 | 0 | 0 | 0 | [74 empty] | 0 | 0
|  |  |  | 2.0323 | 20.3234 | 0 | 0 | 0 | 0 | 0 | 0 | 0.173 | 0 | 20.323 | 20.323 | 0 | 0 | 0 | 0 | 0 | 0 | 0 | 0 | 0 | [74 empty] | 0 | 0
|  |  |  | 2.0324 | 20.3235 | 0 | 0 | 0 | 0 | 0 | 0 | 0.173 | 0 | 20.323 | 20.323 | 0 | 0 | 0 | 0 | 0 | 0 | 0 | 0 | 0 | [74 empty] | 0 | 0
|  |  |  | 2.0321 | 20.3209 | 0 | 0 | 0 | 0 | 0 | 0 | 0.173 | 0 | 20.321 | 20.321 | 0 | 0 | 0 | 0 | 0 | 0 | 0 | 0 | 0 | [74 empty] | 0 | 0
|  |  |  | 2.0672 | 20.6717 | 0 | 0 | 0 | 0 | 0 | 0 | 0.173 | 0 | 20.672 | 20.672 | 0 | 0 | 0 | 0 | 0 | 0 | 0 | 0 | 0 | [74 empty] | 0 | 0
|  |  |  | 2.0623 | 20.6234 | 0 | 0 | 0 | 0 | 0 | 0 | 0.173 | 0 | 20.623 | 20.623 | 0 | 0 | 0 | 0 | 0 | 0 | 0 | 0 | 0 | [74 empty] | 0 | 0
|  |  |  | 3.2557 | 32.5574 | 0 | 0 | 0 | 0 | 0 | 0 | 0.173 | 0 | 32.557 | 32.557 | 0 | 0 | 0 | 0 | 0 | 0 | 0 | 0 | 0 | [74 empty] | 0 | 0
|  |  |  | 6.5149 | 65.1493 | 0 | 0 | 0 | 0 | 0 | 0 | 0.173 | 0 | 65.149 | 49.459 | 0 | 15.69 | 0 | 0 | 15.69 | 0 | 0 | 0 | 0 | [74 empty] | 11 | 0
|  |  |  | 7.9389 | 79.3886 | 0 | 0 | 0 | 0 | 0 | 0 | 0.173 | 0 | 79.389 | 36.521 | 0 | 42.868 | 0 | 0 | 42.868 | 0 | 0 | 0 | 0 | [74 empty] | 10 | 0
|  |  |  | 7.9565 | 79.565 | 0 | 0 | 0 | 0 | 0 | 0 | 0.173 | 0 | 79.565 | 12.763 | 0 | 66.803 | 0 | 0 | 66.803 | 0 | 0 | 0 | 0 | [74 empty] | 9 | 0
|  |  |  | 8.09 | 80.9001 | 0 | 0 | 0 | 0 | 0 | 0 | 0.173 | 0 | 80.9 | 0 | 0 | 84.31 | 0 | 3.41 | 80.9 | 0 | 0 | 0 | 0 | [74 empty] | 8 | 0
|  |  |  | 8.0684 | 80.6837 | 0 | 0 | 0 | 0 | 0 | 0 | 0.173 | 0 | 80.684 | 0 | 0 | 93.268 | 0 | 12.584 | 80.684 | 0 | 0 | 0 | 0 | [74 empty] | 7 | 0
|  |  |  | 8.0598 | 80.5982 | 0 | 0 | 0 | 0 | 0 | 0 | 0.173 | 0 | 80.598 | 0 | 0 | 95.056 | 0 | 14.458 | 80.598 | 0 | 0 | 0 | 0 | [74 empty] | 6 | 0
|  |  |  | 8.2432 | 82.4317 | 0 | 0 | 0 | 0 | 0 | 0 | 0.173 | 0 | 82.432 | 0 | 0 | 91.683 | 0 | 9.251 | 82.432 | 0 | 0 | 0 | 0 | [74 empty] | 5 | 0
|  |  |  | 8.4924 | 84.9244 | 0 | 0 | 0 | 0 | 0 | 0 | 0.173 | 0 | 84.924 | 5.645 | 0 | 79.279 | 0 | 0 | 79.279 | 0 | 0 | 0 | 0 | [74 empty] | 4 | 0
|  |  |  | 8.1231 | 81.2306 | 0 | 0 | 0 | 0 | 0 | 0 | 0.173 | 0 | 81.231 | 21.452 | 0 | 59.779 | 0 | 0 | 59.779 | 0 | 0 | 0 | 0 | [74 empty] | 3 | 0
|  |  |  | 7.8354 | 78.3544 | 0 | 0 | 0 | 0 | 0 | 0 | 0.173 | 0 | 78.354 | 44.764 | 0 | 33.59 | 0 | 0 | 33.59 | 0 | 0 | 0 | 0 | [74 empty] | 2 | 0
|  |  |  | 6.6744 | 66.7444 | 0 | 0 | 0 | 0 | 0 | 0 | 0.173 | 0 | 66.744 | 58.572 | 0 | 8.172 | 0 | 0 | 8.172 | 0 | 0 | 0 | 0 | [74 empty] | 1 | 0
|  |  |  | 6.8561 | 68.5609 | 0 | 0 | 0 | 0 | 0 | 0 | 0.173 | 0 | 68.561 | 68.561 | 0 | 0 | 0 | 0 | 0 | 0 | 0 | 0 | 0 | [74 empty] | 0 | 0
|  |  |  | 6.8444 | 68.4441 | 0 | 0 | 0 | 0 | 0 | 0 | 0.173 | 0 | 68.444 | 68.444 | 0 | 0 | 0 | 0 | 0 | 0 | 0 | 0 | 0 | [74 empty] | 0 | 0
|  |  |  | 6.8446 | 68.4464 | 0 | 0 | 0 | 0 | 0 | 0 | 0.173 | 0 | 68.446 | 68.446 | 0 | 0 | 0 | 0 | 0 | 0 | 0 | 0 | 0 | [74 empty] | 0 | 0
|  |  |  | 2.032 | 20.32 | 0 | 0 | 0 | 0 | 0 | 0 | 0.173 | 0 | 20.32 | 20.32 | 0 | 0 | 0 | 0 | 0 | 0 | 0 | 0 | 0 | [74 empty] | 0 | 0
|  |  |  | 2.0328 | 20.3279 | 0 | 0 | 0 | 0 | 0 | 0 | 0.173 | 0 | 20.328 | 20.328 | 0 | 0 | 0 | 0 | 0 | 0 | 0 | 0 | 0 | [74 empty] | 0 | 0
|  |  |  | 2.0471 | 20.4708 | 0 | 0 | 0 | 0 | 0 | 0 | 0.173 | 0 | 20.471 | 20.471 | 0 | 0 | 0 | 0 | 0 | 0 | 0 | 0 | 0 | [74 empty] | 0 | 0
|  |  |  | 2.0328 | 20.3283 | 0 | 0 | 0 | 0 | 0 | 0 | 0.173 | 0 | 20.328 | 20.328 | 0 | 0 | 0 | 0 | 0 | 0 | 0 | 0 | 0 | [74 empty] | 0 | 0
|  |  |  | 2.0326 | 20.3259 | 0 | 0 | 0 | 0 | 0 | 0 | 0.173 | 0 | 20.326 | 20.326 | 0 | 0 | 0 | 0 | 0 | 0 | 0 | 0 | 0 | [74 empty] | 0 | 0
|  |  |  | 2.0324 | 20.3237 | 0 | 0 | 0 | 0 | 0 | 0 | 0.173 | 0 | 20.324 | 20.324 | 0 | 0 | 0 | 0 | 0 | 0 | 0 | 0 | 0 | [74 empty] | 0 | 0
|  |  |  | 2.0318 | 20.3185 | 0 | 0 | 0 | 0 | 0 | 0 | 0.173 | 0 | 20.318 | 20.318 | 0 | 0 | 0 | 0 | 0 | 0 | 0 | 0 | 0 | [74 empty] | 0 | 0
|  |  |  | 2.0387 | 20.387 | 0 | 0 | 0 | 0 | 0 | 0 | 0.173 | 0 | 20.387 | 20.387 | 0 | 0 | 0 | 0 | 0 | 0 | 0 | 0 | 0 | [74 empty] | 0 | 0
|  |  |  | 2.0387 | 20.3871 | 0 | 0 | 0 | 0 | 0 | 0 | 0.173 | 0 | 20.387 | 20.387 | 0 | 0 | 0 | 0 | 0 | 0 | 0 | 0 | 0 | [74 empty] | 0 | 0
|  |  |  | 3.1264 | 31.2639 | 0 | 0 | 0 | 0 | 0 | 0 | 0.173 | 0 | 31.264 | 31.264 | 0 | 0 | 0 | 0 | 0 | 0 | 0 | 0 | 0 | [74 empty] | 0 | 0
|  |  |  | 6.428 | 64.2796 | 0 | 0 | 0 | 0 | 0 | 0 | 0.173 | 0 | 64.28 | 51.745 | 0 | 12.535 | 0 | 0 | 12.535 | 0 | 0 | 0 | 0 | [74 empty] | 8 | 0
|  |  |  | 7.9604 | 79.6043 | 0 | 0 | 0 | 0 | 0 | 0 | 0.173 | 0 | 79.604 | 70.065 | 0 | 9.539 | 0 | 0 | 9.539 | 0 | 0 | 0 | 0 | [74 empty] | 7 | 0
|  |  |  | 8.1249 | 81.2494 | 0 | 0 | 0 | 0 | 0 | 0 | 0.173 | 0 | 81.249 | 27.258 | 0 | 53.992 | 0 | 0 | 53.992 | 0 | 0 | 0 | 0 | [74 empty] | 6 | 0
|  |  |  | 8.3889 | 83.8888 | 0 | 0 | 0 | 0 | 0 | 0 | 0.173 | 0 | 83.889 | 0 | 0 | 89.152 | 0 | 5.264 | 83.888 | 0 | 0 | 0 | 0 | [74 empty] | 5 | 0
|  |  |  | 8.6185 | 86.1854 | 0 | 0 | 0 | 0 | 0 | 0 | 0.173 | 0 | 86.185 | 39.275 | 0 | 46.91 | 0 | 0 | 46.91 | 0 | 0 | 0 | 0 | [74 empty] | 4 | 0
|  |  |  | 8.7526 | 87.5262 | 0 | 0 | 0 | 0 | 0 | 0 | 0.173 | 0 | 87.526 | 61.09 | 0 | 26.436 | 0 | 0 | 26.436 | 0 | 0 | 0 | 0 | [74 empty] | 3 | 0
|  |  |  | 8.7142 | 87.1424 | 0 | 0 | 0 | 0 | 0 | 0 | 0.173 | 0 | 87.142 | 0 | 0 | 99.491 | 0 | 12.349 | 87.142 | 0 | 0 | 0 | 0 | [74 empty] | 2 | 0
|  |  |  | 8.7703 | 87.7025 | 0 | 0 | 0 | 0 | 0 | 0 | 0.173 | 0 | 87.702 | 39.324 | 0 | 48.379 | 0 | 0 | 48.379 | 0 | 0 | 0 | 0 | [74 empty] | 1 | 0
|  |  |  | 8.5679 | 85.6791 | 0 | 0 | 0 | 0 | 0 | 0 | 0.173 | 0 | 85.679 | 84.414 | 0 | 1.265 | 0 | 0 | 1.265 | 0 | 0 | 0 | 0 | [74 empty] | 0 | 0
|  |  |  | 8.037 | 80.3697 | 0 | 0 | 0 | 0 | 0 | 0 | 0.173 | 0 | 80.37 | 47.565 | 0 | 32.805 | 0 | 0 | 32.805 | 0 | 0 | 0 | 0 | [74 empty] | 1 | 0
|  |  |  | 6.5493 | 65.4934 | 0 | 0 | 0 | 0 | 0 | 0 | 0.173 | 0 | 65.493 | 59.546 | 0 | 5.947 | 0 | 0 | 5.947 | 0 | 0 | 0 | 0 | [74 empty] | 0 | 0
|  |  |  | 6.7275 | 67.2746 | 0 | 0 | 0 | 0 | 0 | 0 | 0.173 | 0 | 67.275 | 67.275 | 0 | 0 | 0 | 0 | 0 | 0 | 0 | 0 | 0 | [74 empty] | 0 | 0
|  |  |  | 6.7184 | 67.1837 | 0 | 0 | 0 | 0 | 0 | 0 | 0.173 | 0 | 67.184 | 67.184 | 0 | 0 | 0 | 0 | 0 | 0 | 0 | 0 | 0 | [74 empty] | 0 | 0
|  |  |  | 6.6827 | 66.8272 | 0 | 0 | 0 | 0 | 0 | 0 | 0.173 | 0 | 66.827 | 66.827 | 0 | 0 | 0 | 0 | 0 | 0 | 0 | 0 | 0 | [74 empty] | 0 | 0
|  |  |  | 2.0365 | 20.3648 | 0 | 0 | 0 | 0 | 0 | 0 | 0.173 | 0 | 20.365 | 20.365 | 0 | 0 | 0 | 0 | 0 | 0 | 0 | 0 | 0 | [74 empty] | 0 | 0
|  |  |  | 2.0323 | 20.3228 | 0 | 0 | 0 | 0 | 0 | 0 | 0.173 | 0 | 20.323 | 20.323 | 0 | 0 | 0 | 0 | 0 | 0 | 0 | 0 | 0 | [74 empty] | 0 | 0
|  |  |  | 2.0466 | 20.4656 | 0 | 0 | 0 | 0 | 0 | 0 | 0.173 | 0 | 20.466 | 20.466 | 0 | 0 | 0 | 0 | 0 | 0 | 0 | 0 | 0 | [74 empty] | 0 | 0
|  |  |  | 2.0325 | 20.3251 | 0 | 0 | 0 | 0 | 0 | 0 | 0.173 | 0 | 20.325 | 20.325 | 0 | 0 | 0 | 0 | 0 | 0 | 0 | 0 | 0 | [74 empty] | 0 | 0
|  |  |  | 2.0326 | 20.3265 | 0 | 0 | 0 | 0 | 0 | 0 | 0.173 | 0 | 20.326 | 20.326 | 0 | 0 | 0 | 0 | 0 | 0 | 0 | 0 | 0 | [74 empty] | 0 | 0
|  |  |  | 2.0326 | 20.3262 | 0 | 0 | 0 | 0 | 0 | 0 | 0.173 | 0 | 20.326 | 20.326 | 0 | 0 | 0 | 0 | 0 | 0 | 0 | 0 | 0 | [74 empty] | 0 | 0
|  |  |  | 2.0326 | 20.3256 | 0 | 0 | 0 | 0 | 0 | 0 | 0.173 | 0 | 20.326 | 20.326 | 0 | 0 | 0 | 0 | 0 | 0 | 0 | 0 | 0 | [74 empty] | 0 | 0
|  |  |  | 2.0397 | 20.3971 | 0 | 0 | 0 | 0 | 0 | 0 | 0.173 | 0 | 20.397 | 20.397 | 0 | 0 | 0 | 0 | 0 | 0 | 0 | 0 | 0 | [74 empty] | 0 | 0
|  |  |  | 2.0392 | 20.3918 | 0 | 0 | 0 | 0 | 0 | 0 | 0.173 | 0 | 20.392 | 20.392 | 0 | 0 | 0 | 0 | 0 | 0 | 0 | 0 | 0 | [74 empty] | 0 | 0
|  |  |  | 3.0991 | 30.9908 | 0 | 0 | 0 | 0 | 0 | 0 | 0.173 | 0 | 30.991 | 30.991 | 0 | 0 | 0 | 0 | 0 | 0 | 0 | 0 | 0 | [74 empty] | 0 | 0
|  |  |  | 6.3848 | 63.8475 | 0 | 0 | 0 | 0 | 0 | 0 | 0.173 | 0 | 63.847 | 45.336 | 0 | 18.511 | 0 | 0 | 18.511 | 0 | 0 | 0 | 0 | [74 empty] | 10 | 0
|  |  |  | 7.8632 | 78.6317 | 0 | 0 | 0 | 0 | 0 | 0 | 0.173 | 0 | 78.632 | 31.024 | 0 | 47.608 | 0 | 0 | 47.608 | 0 | 0 | 0 | 0 | [74 empty] | 9 | 0
|  |  |  | 7.9656 | 79.6555 | 0 | 0 | 0 | 0 | 0 | 0 | 0.173 | 0 | 79.656 | 6.949 | 0 | 72.706 | 0 | 0 | 72.706 | 0 | 0 | 0 | 0 | [74 empty] | 8 | 0
|  |  |  | 8.4256 | 84.256 | 0 | 0 | 0 | 0 | 0 | 0 | 0.173 | 0 | 84.256 | 0 | 0 | 90.33 | 0 | 6.074 | 84.256 | 0 | 0 | 0 | 0 | [74 empty] | 7 | 0
|  |  |  | 8.7093 | 87.0927 | 0 | 0 | 0 | 0 | 0 | 0 | 0.173 | 0 | 87.093 | 0 | 0 | 99.491 | 0 | 12.399 | 87.092 | 0 | 0 | 0 | 0 | [74 empty] | 6 | 0
|  |  |  | 8.5475 | 85.4751 | 0 | 0 | 0 | 0 | 0 | 0 | 0.173 | 0 | 85.475 | 0 | 0 | 101.047 | 0 | 15.572 | 85.475 | 0 | 0 | 0 | 0 | [74 empty] | 5 | 0
|  |  |  | 8.511 | 85.1096 | 0 | 0 | 0 | 0 | 0 | 0 | 0.173 | 0 | 85.11 | 5.976 | 0 | 79.133 | 0 | 0 | 79.133 | 0 | 0 | 0 | 0 | [74 empty] | 4 | 0
|  |  |  | 8.7592 | 87.5922 | 0 | 0 | 0 | 0 | 0 | 0 | 0.173 | 0 | 87.592 | 34.909 | 0 | 52.683 | 0 | 0 | 52.683 | 0 | 0 | 0 | 0 | [74 empty] | 3 | 0
|  |  |  | 8.552 | 85.5204 | 0 | 0 | 0 | 0 | 0 | 0 | 0.173 | 0 | 85.52 | 56.336 | 0 | 29.184 | 0 | 0 | 29.184 | 0 | 0 | 0 | 0 | [74 empty] | 2 | 0
|  |  |  | 8.0153 | 80.1532 | 0 | 0 | 0 | 0 | 0 | 0 | 0.173 | 0 | 80.153 | 71.879 | 0 | 8.274 | 0 | 0 | 8.274 | 0 | 0 | 0 | 0 | [74 empty] | 1 | 0
|  |  |  | 6.6159 | 66.1593 | 0 | 0 | 0 | 0 | 0 | 0 | 0.173 | 0 | 66.159 | 61.273 | 0 | 4.886 | 0 | 0 | 4.886 | 0 | 0 | 0 | 0 | [74 empty] | 0 | 0
|  |  |  | 6.823 | 68.2297 | 0 | 0 | 0 | 0 | 0 | 0 | 0.173 | 0 | 68.23 | 68.23 | 0 | 0 | 0 | 0 | 0 | 0 | 0 | 0 | 0 | [74 empty] | 0 | 0
|  |  |  | 6.7875 | 67.8752 | 0 | 0 | 0 | 0 | 0 | 0 | 0.173 | 0 | 67.875 | 67.875 | 0 | 0 | 0 | 0 | 0 | 0 | 0 | 0 | 0 | [74 empty] | 0 | 0
|  |  |  | 6.7549 | 67.5492 | 0 | 0 | 0 | 0 | 0 | 0 | 0.173 | 0 | 67.549 | 67.549 | 0 | 0 | 0 | 0 | 0 | 0 | 0 | 0 | 0 | [74 empty] | 0 | 0
|  |  |  | 2.0368 | 20.3679 | 0 | 0 | 0 | 0 | 0 | 0 | 0.173 | 0 | 20.368 | 20.368 | 0 | 0 | 0 | 0 | 0 | 0 | 0 | 0 | 0 | [74 empty] | 0 | 0
|  |  |  | 2.0322 | 20.3221 | 0 | 0 | 0 | 0 | 0 | 0 | 0.173 | 0 | 20.322 | 20.322 | 0 | 0 | 0 | 0 | 0 | 0 | 0 | 0 | 0 | [74 empty] | 0 | 0
|  |  |  | 2.0463 | 20.4628 | 0 | 0 | 0 | 0 | 0 | 0 | 0.173 | 0 | 20.463 | 20.463 | 0 | 0 | 0 | 0 | 0 | 0 | 0 | 0 | 0 | [74 empty] | 0 | 0
|  |  |  | 2.0321 | 20.3213 | 0 | 0 | 0 | 0 | 0 | 0 | 0.173 | 0 | 20.321 | 20.321 | 0 | 0 | 0 | 0 | 0 | 0 | 0 | 0 | 0 | [74 empty] | 0 | 0
|  |  |  | 2.032 | 20.3195 | 0 | 0 | 0 | 0 | 0 | 0 | 0.173 | 0 | 20.319 | 20.319 | 0 | 0 | 0 | 0 | 0 | 0 | 0 | 0 | 0 | [74 empty] | 0 | 0
|  |  |  | 2.0314 | 20.3145 | 0 | 0 | 0 | 0 | 0 | 0 | 0.173 | 0 | 20.315 | 20.315 | 0 | 0 | 0 | 0 | 0 | 0 | 0 | 0 | 0 | [74 empty] | 0 | 0
|  |  |  | 2.031 | 20.3097 | 0 | 0 | 0 | 0 | 0 | 0 | 0.173 | 0 | 20.31 | 20.31 | 0 | 0 | 0 | 0 | 0 | 0 | 0 | 0 | 0 | [74 empty] | 0 | 0
|  |  |  | 2.0652 | 20.6516 | 0 | 0 | 0 | 0 | 0 | 0 | 0.173 | 0 | 20.652 | 20.652 | 0 | 0 | 0 | 0 | 0 | 0 | 0 | 0 | 0 | [74 empty] | 0 | 0
|  |  |  | 2.0609 | 20.6092 | 0 | 0 | 0 | 0 | 0 | 0 | 0.173 | 0 | 20.609 | 20.609 | 0 | 0 | 0 | 0 | 0 | 0 | 0 | 0 | 0 | [74 empty] | 0 | 0
|  |  |  | 3.0021 | 30.021 | 0 | 0 | 0 | 0 | 0 | 0 | 0.173 | 0 | 30.021 | 30.021 | 0 | 0 | 0 | 0 | 0 | 0 | 0 | 0 | 0 | [74 empty] | 0 | 0
|  |  |  | 6.3358 | 63.3585 | 0 | 0 | 0 | 0 | 0 | 0 | 0.173 | 0 | 63.358 | 44.833 | 0 | 18.526 | 0 | 0 | 18.526 | 0 | 0 | 0 | 0 | [74 empty] | 11 | 0
|  |  |  | 7.8872 | 78.8716 | 0 | 0 | 0 | 0 | 0 | 0 | 0.173 | 0 | 78.872 | 31.031 | 0 | 47.841 | 0 | 0 | 47.841 | 0 | 0 | 0 | 0 | [74 empty] | 10 | 0
|  |  |  | 8.0003 | 80.0027 | 0 | 0 | 0 | 0 | 0 | 0 | 0.173 | 0 | 80.003 | 7.355 | 0 | 72.648 | 0 | 0 | 72.648 | 0 | 0 | 0 | 0 | [74 empty] | 9 | 0
|  |  |  | 8.2063 | 82.0632 | 0 | 0 | 0 | 0 | 0 | 0 | 0.173 | 0 | 82.063 | 0 | 0 | 90.01 | 0 | 7.947 | 82.063 | 0 | 0 | 0 | 0 | [74 empty] | 8 | 0
|  |  |  | 8.4905 | 84.9054 | 0 | 0 | 0 | 0 | 0 | 0 | 0.173 | 0 | 84.905 | 0 | 0 | 96.627 | 0 | 11.721 | 84.906 | 0 | 0 | 0 | 0 | [74 empty] | 7 | 0
|  |  |  | 8.8093 | 88.0928 | 0 | 0 | 0 | 0 | 0 | 0 | 0.173 | 0 | 88.093 | 0 | 0 | 98.677 | 0 | 10.584 | 88.093 | 0 | 0 | 0 | 0 | [74 empty] | 6 | 0
|  |  |  | 8.6352 | 86.352 | 0 | 0 | 0 | 0 | 0 | 0 | 0.173 | 0 | 86.352 | 0 | 0 | 95.521 | 0 | 9.17 | 86.351 | 0 | 0 | 0 | 0 | [74 empty] | 5 | 0
|  |  |  | 8.5191 | 85.1908 | 0 | 0 | 0 | 0 | 0 | 0 | 0.173 | 0 | 85.191 | 1.942 | 0 | 83.249 | 0 | 0 | 83.249 | 0 | 0 | 0 | 0 | [74 empty] | 4 | 0
|  |  |  | 8.2606 | 82.6057 | 0 | 0 | 0 | 0 | 0 | 0 | 0.173 | 0 | 82.606 | 19.162 | 0 | 63.443 | 0 | 0 | 63.443 | 0 | 0 | 0 | 0 | [74 empty] | 3 | 0
|  |  |  | 7.9139 | 79.1386 | 0 | 0 | 0 | 0 | 0 | 0 | 0.173 | 0 | 79.139 | 42.364 | 0 | 36.775 | 0 | 0 | 36.775 | 0 | 0 | 0 | 0 | [74 empty] | 2 | 0
|  |  |  | 6.5265 | 65.2648 | 0 | 0 | 0 | 0 | 0 | 0 | 0.173 | 0 | 65.265 | 55.74 | 0 | 9.525 | 0 | 0 | 9.525 | 0 | 0 | 0 | 0 | [74 empty] | 1 | 0
|  |  |  | 6.6962 | 66.9624 | 0 | 0 | 0 | 0 | 0 | 0 | 0.173 | 0 | 66.962 | 66.962 | 0 | 0 | 0 | 0 | 0 | 0 | 0 | 0 | 0 | [74 empty] | 0 | 0
|  |  |  | 6.6602 | 66.6018 | 0 | 0 | 0 | 0 | 0 | 0 | 0.173 | 0 | 66.602 | 66.602 | 0 | 0 | 0 | 0 | 0 | 0 | 0 | 0 | 0 | [74 empty] | 0 | 0
|  |  |  | 6.6919 | 66.9186 | 0 | 0 | 0 | 0 | 0 | 0 | 0.173 | 0 | 66.919 | 66.919 | 0 | 0 | 0 | 0 | 0 | 0 | 0 | 0 | 0 | [74 empty] | 0 | 0
|  |  |  | 2.0315 | 20.3147 | 0 | 0 | 0 | 0 | 0 | 0 | 0.173 | 0 | 20.315 | 20.315 | 0 | 0 | 0 | 0 | 0 | 0 | 0 | 0 | 0 | [74 empty] | 0 | 0
|  |  |  | 2.0321 | 20.3207 | 0 | 0 | 0 | 0 | 0 | 0 | 0.173 | 0 | 20.321 | 20.321 | 0 | 0 | 0 | 0 | 0 | 0 | 0 | 0 | 0 | [74 empty] | 0 | 0
|  |  |  | 2.0463 | 20.4634 | 0 | 0 | 0 | 0 | 0 | 0 | 0.173 | 0 | 20.463 | 20.463 | 0 | 0 | 0 | 0 | 0 | 0 | 0 | 0 | 0 | [74 empty] | 0 | 0
|  |  |  | 2.0321 | 20.3213 | 0 | 0 | 0 | 0 | 0 | 0 | 0.173 | 0 | 20.321 | 20.321 | 0 | 0 | 0 | 0 | 0 | 0 | 0 | 0 | 0 | [74 empty] | 0 | 0
|  |  |  | 2.0323 | 20.323 | 0 | 0 | 0 | 0 | 0 | 0 | 0.173 | 0 | 20.323 | 20.323 | 0 | 0 | 0 | 0 | 0 | 0 | 0 | 0 | 0 | [74 empty] | 0 | 0
|  |  |  | 2.0323 | 20.3232 | 0 | 0 | 0 | 0 | 0 | 0 | 0.173 | 0 | 20.323 | 20.323 | 0 | 0 | 0 | 0 | 0 | 0 | 0 | 0 | 0 | [74 empty] | 0 | 0
|  |  |  | 2.0321 | 20.3213 | 0 | 0 | 0 | 0 | 0 | 0 | 0.173 | 0 | 20.321 | 20.321 | 0 | 0 | 0 | 0 | 0 | 0 | 0 | 0 | 0 | [74 empty] | 0 | 0
|  |  |  | 2.039 | 20.3897 | 0 | 0 | 0 | 0 | 0 | 0 | 0.173 | 0 | 20.39 | 20.39 | 0 | 0 | 0 | 0 | 0 | 0 | 0 | 0 | 0 | [74 empty] | 0 | 0
|  |  |  | 2.0381 | 20.3808 | 0 | 0 | 0 | 0 | 0 | 0 | 0.173 | 0 | 20.381 | 20.381 | 0 | 0 | 0 | 0 | 0 | 0 | 0 | 0 | 0 | [74 empty] | 0 | 0
|  |  |  | 1.7557 | 17.557 | 0 | 0 | 0 | 0 | 0 | 0 | 0.173 | 0 | 17.557 | 17.557 | 0 | 0 | 0 | 0 | 0 | 0 | 0 | 0 | 0 | [74 empty] | 0 | 0
|  |  |  | 1.698 | 16.9797 | 0 | 0 | 0 | 0 | 0 | 0 | 0.173 | 0 | 16.98 | 0 | 0 | 18.38 | 0 | 1.4 | 16.98 | 0 | 0 | 0 | 0 | [74 empty] | 11 | 0
|  |  |  | 1.6993 | 16.9928 | 0 | 0 | 0 | 0 | 0 | 0 | 0.173 | 0 | 16.993 | 0 | 0 | 45.5 | 0 | 28.507 | 16.993 | 0 | 0 | 0 | 0 | [74 empty] | 10 | 0
|  |  |  | 1.7009 | 17.0087 | 0 | 0 | 0 | 0 | 0 | 0 | 0.173 | 0 | 17.009 | 0 | 0 | 68.198 | 0 | 51.19 | 17.008 | 0 | 0 | 0 | 0 | [74 empty] | 9 | 0
|  |  |  | 1.7014 | 17.0138 | 0 | 0 | 0 | 0 | 0 | 0 | 0.173 | 0 | 17.014 | 0 | 0 | 86.753 | 0 | 69.739 | 17.014 | 0 | 0 | 0 | 0 | [74 empty] | 8 | 0
|  |  |  | 2.1124 | 21.1236 | 0 | 0 | 0 | 0 | 0 | 0 | 0.173 | 0 | 21.124 | 0 | 0 | 95.172 | 0 | 74.049 | 21.123 | 0 | 0 | 0 | 0 | [74 empty] | 7 | 0
|  |  |  | 2.1273 | 21.2731 | 0 | 0 | 0 | 0 | 0 | 0 | 0.173 | 0 | 21.273 | 0 | 0 | 97.208 | 0 | 75.935 | 21.273 | 0 | 0 | 0 | 0 | [74 empty] | 6 | 0
|  |  |  | 2.0233 | 20.2326 | 0 | 0 | 0 | 0 | 0 | 0 | 0.173 | 0 | 20.233 | 0 | 0 | 91.857 | 0 | 71.625 | 20.232 | 0 | 0 | 0 | 0 | [74 empty] | 5 | 0
|  |  |  | 2.0802 | 20.8019 | 0 | 0 | 0 | 0 | 0 | 0 | 0.173 | 0 | 20.802 | 0 | 0 | 80.369 | 0 | 59.568 | 20.801 | 0 | 0 | 0 | 0 | [74 empty] | 4 | 0
|  |  |  | 1.9998 | 19.998 | 0 | 0 | 0 | 0 | 0 | 0 | 0.173 | 0 | 19.998 | 0 | 0 | 62.571 | 0 | 42.573 | 19.998 | 0 | 0 | 0 | 0 | [74 empty] | 3 | 0
|  |  |  | 1.6973 | 16.9735 | 0 | 0 | 0 | 0 | 0 | 0 | 0.173 | 0 | 16.973 | 0 | 0 | 35.917 | 0 | 18.943 | 16.974 | 0 | 0 | 0 | 0 | [74 empty] | 2 | 0
|  |  |  | 1.7533 | 17.5329 | 0 | 0 | 0 | 0 | 0 | 0 | 0.173 | 0 | 17.533 | 7.979 | 0 | 9.554 | 0 | 0 | 9.554 | 0 | 0 | 0 | 0 | [74 empty] | 1 | 0
|  |  |  | 2.0356 | 20.3564 | 0 | 0 | 0 | 0 | 0 | 0 | 0.173 | 0 | 20.356 | 20.356 | 0 | 0 | 0 | 0 | 0 | 0 | 0 | 0 | 0 | [74 empty] | 0 | 0
|  |  |  | 2.0431 | 20.4314 | 0 | 0 | 0 | 0 | 0 | 0 | 0.173 | 0 | 20.431 | 20.431 | 0 | 0 | 0 | 0 | 0 | 0 | 0 | 0 | 0 | [74 empty] | 0 | 0
|  |  |  | 2.0425 | 20.4251 | 0 | 0 | 0 | 0 | 0 | 0 | 0.173 | 0 | 20.425 | 20.425 | 0 | 0 | 0 | 0 | 0 | 0 | 0 | 0 | 0 | [74 empty] | 0 | 0
|  |  |  | 2.0385 | 20.3845 | 0 | 0 | 0 | 0 | 0 | 0 | 0.173 | 0 | 20.384 | 20.384 | 0 | 0 | 0 | 0 | 0 | 0 | 0 | 0 | 0 | [74 empty] | 0 | 0
|  |  |  | 2.0324 | 20.3245 | 0 | 0 | 0 | 0 | 0 | 0 | 0.173 | 0 | 20.325 | 20.325 | 0 | 0 | 0 | 0 | 0 | 0 | 0 | 0 | 0 | [74 empty] | 0 | 0
|  |  |  | 2.0455 | 20.4545 | 0 | 0 | 0 | 0 | 0 | 0 | 0.173 | 0 | 20.455 | 20.455 | 0 | 0 | 0 | 0 | 0 | 0 | 0 | 0 | 0 | [74 empty] | 0 | 0
|  |  |  | 2.0319 | 20.3187 | 0 | 0 | 0 | 0 | 0 | 0 | 0.173 | 0 | 20.319 | 20.319 | 0 | 0 | 0 | 0 | 0 | 0 | 0 | 0 | 0 | [74 empty] | 0 | 0
|  |  |  | 2.0318 | 20.318 | 0 | 0 | 0 | 0 | 0 | 0 | 0.173 | 0 | 20.318 | 20.318 | 0 | 0 | 0 | 0 | 0 | 0 | 0 | 0 | 0 | [74 empty] | 0 | 0
|  |  |  | 2.0317 | 20.3172 | 0 | 0 | 0 | 0 | 0 | 0 | 0.173 | 0 | 20.317 | 20.317 | 0 | 0 | 0 | 0 | 0 | 0 | 0 | 0 | 0 | [74 empty] | 0 | 0
|  |  |  | 2.0388 | 20.3878 | 0 | 0 | 0 | 0 | 0 | 0 | 0.173 | 0 | 20.388 | 20.388 | 0 | 0 | 0 | 0 | 0 | 0 | 0 | 0 | 0 | [74 empty] | 0 | 0
|  |  |  | 2.0385 | 20.3849 | 0 | 0 | 0 | 0 | 0 | 0 | 0.173 | 0 | 20.385 | 20.385 | 0 | 0 | 0 | 0 | 0 | 0 | 0 | 0 | 0 | [74 empty] | 0 | 0
|  |  |  | 2.0389 | 20.3893 | 0 | 0 | 0 | 0 | 0 | 0 | 0.173 | 0 | 20.389 | 20.389 | 0 | 0 | 0 | 0 | 0 | 0 | 0 | 0 | 0 | [74 empty] | 0 | 0
|  |  |  | 1.754 | 17.5404 | 0 | 0 | 0 | 0 | 0 | 0 | 0.173 | 0 | 17.54 | 17.54 | 0 | 0 | 0 | 0 | 0 | 0 | 0 | 0 | 0 | [74 empty] | 0 | 0
|  |  |  | 1.6977 | 16.9768 | 0 | 0 | 0 | 0 | 0 | 0 | 0.173 | 0 | 16.977 | 1.447 | 0 | 15.53 | 0 | 0 | 15.53 | 0 | 0 | 0 | 0 | [74 empty] | 1 | 0
|  |  |  | 1.6985 | 16.9846 | 0 | 0 | 0 | 0 | 0 | 0 | 0.173 | 0 | 16.985 | 15.472 | 0 | 1.512 | 0 | 0 | 1.512 | 0 | 0 | 0 | 0 | [74 empty] | 0 | 0
|  |  |  | 1.6983 | 16.9833 | 0 | 0 | 0 | 0 | 0 | 0 | 0.173 | 0 | 16.983 | 3.707 | 0 | 13.276 | 0 | 0 | 13.276 | 0 | 0 | 0 | 0 | [74 empty] | 5 | 0
|  |  |  | 1.7111 | 17.1112 | 0 | 0 | 0 | 0 | 0 | 0 | 0.173 | 0 | 17.111 | 4.882 | 0 | 12.229 | 0 | 0 | 12.229 | 0 | 0 | 0 | 0 | [74 empty] | 4 | 0
|  |  |  | 1.6981 | 16.9814 | 0 | 0 | 0 | 0 | 0 | 0 | 0.173 | 0 | 16.981 | 4.679 | 0 | 12.302 | 0 | 0 | 12.302 | 0 | 0 | 0 | 0 | [74 empty] | 3 | 0
|  |  |  | 1.6999 | 16.9989 | 0 | 0 | 0 | 0 | 0 | 0 | 0.173 | 0 | 16.999 | 0 | 0 | 17.246 | 0 | 0.247 | 16.999 | 0 | 0 | 0 | 0 | [74 empty] | 2 | 0
|  |  |  | 1.7 | 17.0004 | 0 | 0 | 0 | 0 | 0 | 0 | 0.173 | 0 | 17 | 5.091 | 0 | 11.909 | 0 | 0 | 11.909 | 0 | 0 | 0 | 0 | [74 empty] | 1 | 0
|  |  |  | 1.6993 | 16.9931 | 0 | 0 | 0 | 0 | 0 | 0 | 0.173 | 0 | 16.993 | 15.873 | 0 | 1.12 | 0 | 0 | 1.12 | 0 | 0 | 0 | 0 | [74 empty] | 0 | 0
|  |  |  | 1.6962 | 16.9619 | 0 | 0 | 0 | 0 | 0 | 0 | 0.173 | 0 | 16.962 | 12.469 | 0 | 4.493 | 0 | 0 | 4.493 | 0 | 0 | 0 | 0 | [74 empty] | 3 | 0
|  |  |  | 1.6958 | 16.9577 | 0 | 0 | 0 | 0 | 0 | 0 | 0.173 | 0 | 16.958 | 1.369 | 0 | 15.588 | 0 | 0 | 15.588 | 0 | 0 | 0 | 0 | [74 empty] | 2 | 0
|  |  |  | 1.7519 | 17.5194 | 0 | 0 | 0 | 0 | 0 | 0 | 0.173 | 0 | 17.519 | 14.684 | 0 | 2.836 | 0 | 0 | 2.836 | 0 | 0 | 0 | 0 | [74 empty] | 1 | 0
|  |  |  | 2.0419 | 20.4186 | 0 | 0 | 0 | 0 | 0 | 0 | 0.173 | 0 | 20.419 | 20.419 | 0 | 0 | 0 | 0 | 0 | 0 | 0 | 0 | 0 | [74 empty] | 0 | 0
|  |  |  | 2.0413 | 20.4133 | 0 | 0 | 0 | 0 | 0 | 0 | 0.173 | 0 | 20.413 | 20.413 | 0 | 0 | 0 | 0 | 0 | 0 | 0 | 0 | 0 | [74 empty] | 0 | 0
|  |  |  | 2.0375 | 20.3755 | 0 | 0 | 0 | 0 | 0 | 0 | 0.173 | 0 | 20.376 | 20.376 | 0 | 0 | 0 | 0 | 0 | 0 | 0 | 0 | 0 | [74 empty] | 0 | 0
|  |  |  | 2.0316 | 20.3163 | 0 | 0 | 0 | 0 | 0 | 0 | 0.173 | 0 | 20.316 | 20.316 | 0 | 0 | 0 | 0 | 0 | 0 | 0 | 0 | 0 | [74 empty] | 0 | 0
|  |  |  | 2.0447 | 20.4473 | 0 | 0 | 0 | 0 | 0 | 0 | 0.173 | 0 | 20.447 | 20.447 | 0 | 0 | 0 | 0 | 0 | 0 | 0 | 0 | 0 | [74 empty] | 0 | 0
|  |  |  | 2.0311 | 20.3114 | 0 | 0 | 0 | 0 | 0 | 0 | 0.173 | 0 | 20.311 | 20.311 | 0 | 0 | 0 | 0 | 0 | 0 | 0 | 0 | 0 | [74 empty] | 0 | 0
|  |  |  | 2.0314 | 20.3138 | 0 | 0 | 0 | 0 | 0 | 0 | 0.173 | 0 | 20.314 | 20.314 | 0 | 0 | 0 | 0 | 0 | 0 | 0 | 0 | 0 | [74 empty] | 0 | 0
|  |  |  | 2.0314 | 20.3137 | 0 | 0 | 0 | 0 | 0 | 0 | 0.173 | 0 | 20.314 | 20.314 | 0 | 0 | 0 | 0 | 0 | 0 | 0 | 0 | 0 | [74 empty] | 0 | 0
|  |  |  | 2.0312 | 20.312 | 0 | 0 | 0 | 0 | 0 | 0 | 0.173 | 0 | 20.312 | 20.312 | 0 | 0 | 0 | 0 | 0 | 0 | 0 | 0 | 0 | [74 empty] | 0 | 0
|  |  |  | 2.0381 | 20.3811 | 0 | 0 | 0 | 0 | 0 | 0 | 0.173 | 0 | 20.381 | 20.381 | 0 | 0 | 0 | 0 | 0 | 0 | 0 | 0 | 0 | [74 empty] | 0 | 0
|  |  |  | 2.0375 | 20.3749 | 0 | 0 | 0 | 0 | 0 | 0 | 0.173 | 0 | 20.375 | 20.375 | 0 | 0 | 0 | 0 | 0 | 0 | 0 | 0 | 0 | [74 empty] | 0 | 0
|  |  |  | 3.3178 | 33.1785 | 0 | 0 | 0 | 0 | 0 | 0 | 0.173 | 0 | 33.179 | 33.179 | 0 | 0 | 0 | 0 | 0 | 0 | 0 | 0 | 0 | [74 empty] | 0 | 0
|  |  |  | 6.3888 | 63.8878 | 0 | 0 | 0 | 0 | 0 | 0 | 0.173 | 0 | 63.888 | 63.888 | 0 | 0 | 0 | 0 | 0 | 0 | 0 | 0 | 0 | [74 empty] | 0 | 0
|  |  |  | 7.8246 | 78.2456 | 0 | 0 | 0 | 0 | 0 | 0 | 0.173 | 0 | 78.246 | 57.612 | 0 | 20.634 | 0 | 0 | 20.634 | 0 | 0 | 0 | 0 | [74 empty] | 11 | 0
|  |  |  | 7.9828 | 79.828 | 0 | 0 | 0 | 0 | 0 | 0 | 0.173 | 0 | 79.828 | 29.544 | 0 | 50.284 | 0 | 0 | 50.284 | 0 | 0 | 0 | 0 | [74 empty] | 10 | 0
|  |  |  | 8.2227 | 82.2272 | 0 | 0 | 0 | 0 | 0 | 0 | 0.173 | 0 | 82.227 | 6.598 | 0 | 75.629 | 0 | 0 | 75.629 | 0 | 0 | 0 | 0 | [74 empty] | 9 | 0
|  |  |  | 8.378 | 83.7799 | 0 | 0 | 0 | 0 | 0 | 0 | 0.173 | 0 | 83.78 | 0 | 0 | 92.192 | 0 | 8.412 | 83.78 | 0 | 0 | 0 | 0 | [74 empty] | 8 | 0
|  |  |  | 8.6077 | 86.0766 | 0 | 0 | 0 | 0 | 0 | 0 | 0.173 | 0 | 86.077 | 0 | 0 | 101.207 | 0 | 15.131 | 86.076 | 0 | 0 | 0 | 0 | [74 empty] | 7 | 0
|  |  |  | 8.76 | 87.6003 | 0 | 0 | 0 | 0 | 0 | 0 | 0.173 | 0 | 87.6 | 0 | 0 | 102.807 | 0 | 15.206 | 87.601 | 0 | 0 | 0 | 0 | [74 empty] | 6 | 0
|  |  |  | 8.8689 | 88.6895 | 0 | 0 | 0 | 0 | 0 | 0 | 0.173 | 0 | 88.689 | 0 | 0 | 97.659 | 0 | 8.97 | 88.689 | 0 | 0 | 0 | 0 | [74 empty] | 5 | 0
|  |  |  | 8.6777 | 86.7768 | 0 | 0 | 0 | 0 | 0 | 0 | 0.173 | 0 | 86.777 | 1.71 | 0 | 85.066 | 0 | 0 | 85.066 | 0 | 0 | 0 | 0 | [74 empty] | 4 | 0
|  |  |  | 8.2524 | 82.5238 | 0 | 0 | 0 | 0 | 0 | 0 | 0.173 | 0 | 82.524 | 16.972 | 0 | 65.552 | 0 | 0 | 65.552 | 0 | 0 | 0 | 0 | [74 empty] | 3 | 0
|  |  |  | 6.76 | 67.6003 | 0 | 0 | 0 | 0 | 0 | 0 | 0.173 | 0 | 67.6 | 29.008 | 0 | 38.592 | 0 | 0 | 38.592 | 0 | 0 | 0 | 0 | [74 empty] | 2 | 0
|  |  |  | 6.5758 | 65.7583 | 0 | 0 | 0 | 0 | 0 | 0 | 0.173 | 0 | 65.758 | 54.896 | 0 | 10.862 | 0 | 0 | 10.862 | 0 | 0 | 0 | 0 | [74 empty] | 1 | 0
|  |  |  | 6.7563 | 67.5627 | 0 | 0 | 0 | 0 | 0 | 0 | 0.173 | 0 | 67.563 | 67.563 | 0 | 0 | 0 | 0 | 0 | 0 | 0 | 0 | 0 | [74 empty] | 0 | 0
|  |  |  | 6.7297 | 67.2967 | 0 | 0 | 0 | 0 | 0 | 0 | 0.173 | 0 | 67.297 | 67.297 | 0 | 0 | 0 | 0 | 0 | 0 | 0 | 0 | 0 | [74 empty] | 0 | 0
|  |  |  | 2.0365 | 20.3653 | 0 | 0 | 0 | 0 | 0 | 0 | 0.173 | 0 | 20.365 | 20.365 | 0 | 0 | 0 | 0 | 0 | 0 | 0 | 0 | 0 | [74 empty] | 0 | 0
|  |  |  | 2.0319 | 20.3195 | 0 | 0 | 0 | 0 | 0 | 0 | 0.173 | 0 | 20.319 | 20.319 | 0 | 0 | 0 | 0 | 0 | 0 | 0 | 0 | 0 | [74 empty] | 0 | 0
|  |  |  | 2.0463 | 20.4625 | 0 | 0 | 0 | 0 | 0 | 0 | 0.173 | 0 | 20.462 | 20.462 | 0 | 0 | 0 | 0 | 0 | 0 | 0 | 0 | 0 | [74 empty] | 0 | 0
|  |  |  | 2.032 | 20.3201 | 0 | 0 | 0 | 0 | 0 | 0 | 0.173 | 0 | 20.32 | 20.32 | 0 | 0 | 0 | 0 | 0 | 0 | 0 | 0 | 0 | [74 empty] | 0 | 0
|  |  |  | 2.0316 | 20.3157 | 0 | 0 | 0 | 0 | 0 | 0 | 0.173 | 0 | 20.316 | 20.316 | 0 | 0 | 0 | 0 | 0 | 0 | 0 | 0 | 0 | [74 empty] | 0 | 0
|  |  |  | 2.0311 | 20.3112 | 0 | 0 | 0 | 0 | 0 | 0 | 0.173 | 0 | 20.311 | 20.311 | 0 | 0 | 0 | 0 | 0 | 0 | 0 | 0 | 0 | [74 empty] | 0 | 0
|  |  |  | 2.0309 | 20.309 | 0 | 0 | 0 | 0 | 0 | 0 | 0.173 | 0 | 20.309 | 20.309 | 0 | 0 | 0 | 0 | 0 | 0 | 0 | 0 | 0 | [74 empty] | 0 | 0
|  |  |  | 2.0645 | 20.6446 | 0 | 0 | 0 | 0 | 0 | 0 | 0.173 | 0 | 20.645 | 20.645 | 0 | 0 | 0 | 0 | 0 | 0 | 0 | 0 | 0 | [74 empty] | 0 | 0
|  |  |  | 2.0588 | 20.5884 | 0 | 0 | 0 | 0 | 0 | 0 | 0.173 | 0 | 20.588 | 20.588 | 0 | 0 | 0 | 0 | 0 | 0 | 0 | 0 | 0 | [74 empty] | 0 | 0
|  |  |  | 3.229 | 32.2899 | 0 | 0 | 0 | 0 | 0 | 0 | 0.173 | 0 | 32.29 | 32.29 | 0 | 0 | 0 | 0 | 0 | 0 | 0 | 0 | 0 | [74 empty] | 0 | 0
|  |  |  | 6.2699 | 62.6995 | 0 | 0 | 0 | 0 | 0 | 0 | 0.173 | 0 | 62.7 | 62.7 | 0 | 0 | 0 | 0 | 0 | 0 | 0 | 0 | 0 | [74 empty] | 0 | 0
|  |  |  | 7.6941 | 76.9415 | 0 | 0 | 0 | 0 | 0 | 0 | 0.173 | 0 | 76.941 | 55.857 | 0 | 21.085 | 0 | 0 | 21.085 | 0 | 0 | 0 | 0 | [74 empty] | 11 | 0
|  |  |  | 7.7941 | 77.9411 | 0 | 0 | 0 | 0 | 0 | 0 | 0.173 | 0 | 77.941 | 28.864 | 0 | 49.077 | 0 | 0 | 49.077 | 0 | 0 | 0 | 0 | [74 empty] | 10 | 0
|  |  |  | 8.0549 | 80.5494 | 0 | 0 | 0 | 0 | 0 | 0 | 0.173 | 0 | 80.549 | 8.236 | 0 | 72.314 | 0 | 0 | 72.314 | 0 | 0 | 0 | 0 | [74 empty] | 9 | 0
|  |  |  | 8.2287 | 82.2873 | 0 | 0 | 0 | 0 | 0 | 0 | 0.173 | 0 | 82.287 | 0 | 0 | 88.047 | 0 | 5.76 | 82.287 | 0 | 0 | 0 | 0 | [74 empty] | 8 | 0
|  |  |  | 8.2214 | 82.2139 | 0 | 0 | 0 | 0 | 0 | 0 | 0.173 | 0 | 82.214 | 0 | 0 | 96.321 | 0 | 14.107 | 82.214 | 0 | 0 | 0 | 0 | [74 empty] | 7 | 0
|  |  |  | 8.1944 | 81.9442 | 0 | 0 | 0 | 0 | 0 | 0 | 0.173 | 0 | 81.944 | 0 | 0 | 97.586 | 0 | 15.642 | 81.944 | 0 | 0 | 0 | 0 | [74 empty] | 6 | 0
|  |  |  | 8.2089 | 82.0889 | 0 | 0 | 0 | 0 | 0 | 0 | 0.173 | 0 | 82.089 | 5.108 | 0 | 76.981 | 0 | 0 | 76.981 | 0 | 0 | 0 | 0 | [74 empty] | 5 | 0
|  |  |  | 8.0753 | 80.7532 | 0 | 0 | 0 | 0 | 0 | 0 | 0.173 | 0 | 80.753 | 0.427 | 0 | 80.326 | 0 | 0 | 80.326 | 0 | 0 | 0 | 0 | [74 empty] | 4 | 0
|  |  |  | 7.8041 | 78.0415 | 0 | 0 | 0 | 0 | 0 | 0 | 0.173 | 0 | 78.042 | 26.595 | 0 | 51.447 | 0 | 0 | 51.447 | 0 | 0 | 0 | 0 | [74 empty] | 3 | 0
|  |  |  | 6.4321 | 64.3209 | 0 | 0 | 0 | 0 | 0 | 0 | 0.173 | 0 | 64.321 | 36.547 | 0 | 27.774 | 0 | 0 | 27.774 | 0 | 0 | 0 | 0 | [74 empty] | 2 | 0
|  |  |  | 6.4148 | 64.1478 | 0 | 0 | 0 | 0 | 0 | 0 | 0.173 | 0 | 64.148 | 53.853 | 0 | 10.295 | 0 | 0 | 10.295 | 0 | 0 | 0 | 0 | [74 empty] | 1 | 0
|  |  |  | 6.6616 | 66.6155 | 0 | 0 | 0 | 0 | 0 | 0 | 0.173 | 0 | 66.615 | 66.615 | 0 | 0 | 0 | 0 | 0 | 0 | 0 | 0 | 0 | [74 empty] | 0 | 0
|  |  |  | 6.6629 | 66.6289 | 0 | 0 | 0 | 0 | 0 | 0 | 0.173 | 0 | 66.629 | 66.629 | 0 | 0 | 0 | 0 | 0 | 0 | 0 | 0 | 0 | [74 empty] | 0 | 0
|  |  |  | 2.0307 | 20.3075 | 0 | 0 | 0 | 0 | 0 | 0 | 0.173 | 0 | 20.308 | 20.308 | 0 | 0 | 0 | 0 | 0 | 0 | 0 | 0 | 0 | [74 empty] | 0 | 0
|  |  |  | 2.0318 | 20.318 | 0 | 0 | 0 | 0 | 0 | 0 | 0.173 | 0 | 20.318 | 20.318 | 0 | 0 | 0 | 0 | 0 | 0 | 0 | 0 | 0 | [74 empty] | 0 | 0
|  |  |  | 2.0459 | 20.4587 | 0 | 0 | 0 | 0 | 0 | 0 | 0.173 | 0 | 20.459 | 20.459 | 0 | 0 | 0 | 0 | 0 | 0 | 0 | 0 | 0 | [74 empty] | 0 | 0
|  |  |  | 2.0314 | 20.3137 | 0 | 0 | 0 | 0 | 0 | 0 | 0.173 | 0 | 20.314 | 20.314 | 0 | 0 | 0 | 0 | 0 | 0 | 0 | 0 | 0 | [74 empty] | 0 | 0
|  |  |  | 2.0312 | 20.312 | 0 | 0 | 0 | 0 | 0 | 0 | 0.173 | 0 | 20.312 | 20.312 | 0 | 0 | 0 | 0 | 0 | 0 | 0 | 0 | 0 | [74 empty] | 0 | 0
|  |  |  | 2.031 | 20.3097 | 0 | 0 | 0 | 0 | 0 | 0 | 0.173 | 0 | 20.31 | 20.31 | 0 | 0 | 0 | 0 | 0 | 0 | 0 | 0 | 0 | [74 empty] | 0 | 0
|  |  |  | 2.0306 | 20.3056 | 0 | 0 | 0 | 0 | 0 | 0 | 0.173 | 0 | 20.306 | 20.306 | 0 | 0 | 0 | 0 | 0 | 0 | 0 | 0 | 0 | [74 empty] | 0 | 0
|  |  |  | 2.0368 | 20.3682 | 0 | 0 | 0 | 0 | 0 | 0 | 0.173 | 0 | 20.368 | 20.368 | 0 | 0 | 0 | 0 | 0 | 0 | 0 | 0 | 0 | [74 empty] | 0 | 0
|  |  |  | 2.036 | 20.3596 | 0 | 0 | 0 | 0 | 0 | 0 | 0.173 | 0 | 20.36 | 20.36 | 0 | 0 | 0 | 0 | 0 | 0 | 0 | 0 | 0 | [74 empty] | 0 | 0
|  |  |  | 3.2208 | 32.2085 | 0 | 0 | 0 | 0 | 0 | 0 | 0.173 | 0 | 32.208 | 32.208 | 0 | 0 | 0 | 0 | 0 | 0 | 0 | 0 | 0 | [74 empty] | 0 | 0
|  |  |  | 6.2141 | 62.1414 | 0 | 0 | 0 | 0 | 0 | 0 | 0.173 | 0 | 62.141 | 61.632 | 0 | 0.509 | 0 | 0 | 0.509 | 0 | 0 | 0 | 0 | [74 empty] | 0 | 0
|  |  |  | 7.6466 | 76.4659 | 0 | 0 | 0 | 0 | 0 | 0 | 0.173 | 0 | 76.466 | 55.468 | 0 | 20.998 | 0 | 0 | 20.998 | 0 | 0 | 0 | 0 | [74 empty] | 11 | 0
|  |  |  | 7.6571 | 76.5708 | 0 | 0 | 0 | 0 | 0 | 0 | 0.173 | 0 | 76.571 | 27.349 | 0 | 49.222 | 0 | 0 | 49.222 | 0 | 0 | 0 | 0 | [74 empty] | 10 | 0
|  |  |  | 7.8406 | 78.4064 | 0 | 0 | 0 | 0 | 0 | 0 | 0.173 | 0 | 78.406 | 5.976 | 0 | 72.43 | 0 | 0 | 72.43 | 0 | 0 | 0 | 0 | [74 empty] | 9 | 0
|  |  |  | 7.9623 | 79.6235 | 0 | 0 | 0 | 0 | 0 | 0 | 0.173 | 0 | 79.623 | 0 | 0 | 89.53 | 0 | 9.907 | 79.623 | 0 | 0 | 0 | 0 | [74 empty] | 8 | 0
|  |  |  | 8.0735 | 80.7355 | 0 | 0 | 0 | 0 | 0 | 0 | 0.173 | 0 | 80.736 | 0 | 0 | 97.848 | 0 | 17.113 | 80.735 | 0 | 0 | 0 | 0 | [74 empty] | 7 | 0
|  |  |  | 8.1106 | 81.1056 | 0 | 0 | 0 | 0 | 0 | 0 | 0.173 | 0 | 81.106 | 0 | 0 | 96.787 | 0 | 15.681 | 81.106 | 0 | 0 | 0 | 0 | [74 empty] | 6 | 0
|  |  |  | 8.0088 | 80.0879 | 0 | 0 | 0 | 0 | 0 | 0 | 0.173 | 0 | 80.088 | 0 | 0 | 91.363 | 0 | 11.275 | 80.088 | 0 | 0 | 0 | 0 | [74 empty] | 5 | 0
|  |  |  | 7.814 | 78.14 | 0 | 0 | 0 | 0 | 0 | 0 | 0.173 | 0 | 78.14 | 0 | 0 | 79.861 | 0 | 1.721 | 78.14 | 0 | 0 | 0 | 0 | [74 empty] | 4 | 0
|  |  |  | 7.7113 | 77.1131 | 0 | 0 | 0 | 0 | 0 | 0 | 0.173 | 0 | 77.113 | 28.022 | 0 | 49.091 | 0 | 0 | 49.091 | 0 | 0 | 0 | 0 | [74 empty] | 3 | 0
|  |  |  | 6.4068 | 64.0679 | 0 | 0 | 0 | 0 | 0 | 0 | 0.173 | 0 | 64.068 | 36.396 | 0 | 27.672 | 0 | 0 | 27.672 | 0 | 0 | 0 | 0 | [74 empty] | 2 | 0
|  |  |  | 6.4918 | 64.9178 | 0 | 0 | 0 | 0 | 0 | 0 | 0.173 | 0 | 64.918 | 57.313 | 0 | 7.605 | 0 | 0 | 7.605 | 0 | 0 | 0 | 0 | [74 empty] | 1 | 0
|  |  |  | 6.6966 | 66.9663 | 0 | 0 | 0 | 0 | 0 | 0 | 0.173 | 0 | 66.966 | 66.966 | 0 | 0 | 0 | 0 | 0 | 0 | 0 | 0 | 0 | [74 empty] | 0 | 0
|  |  |  | 6.6708 | 66.7082 | 0 | 0 | 0 | 0 | 0 | 0 | 0.173 | 0 | 66.708 | 66.708 | 0 | 0 | 0 | 0 | 0 | 0 | 0 | 0 | 0 | [74 empty] | 0 | 0
|  |  |  | 2.0352 | 20.3518 | 0 | 0 | 0 | 0 | 0 | 0 | 0.173 | 0 | 20.352 | 20.352 | 0 | 0 | 0 | 0 | 0 | 0 | 0 | 0 | 0 | [74 empty] | 0 | 0
|  |  |  | 2.0308 | 20.3083 | 0 | 0 | 0 | 0 | 0 | 0 | 0.173 | 0 | 20.308 | 20.308 | 0 | 0 | 0 | 0 | 0 | 0 | 0 | 0 | 0 | [74 empty] | 0 | 0
|  |  |  | 2.0457 | 20.4572 | 0 | 0 | 0 | 0 | 0 | 0 | 0.173 | 0 | 20.457 | 20.457 | 0 | 0 | 0 | 0 | 0 | 0 | 0 | 0 | 0 | [74 empty] | 0 | 0
|  |  |  | 2.0312 | 20.3121 | 0 | 0 | 0 | 0 | 0 | 0 | 0.173 | 0 | 20.312 | 20.312 | 0 | 0 | 0 | 0 | 0 | 0 | 0 | 0 | 0 | [74 empty] | 0 | 0
|  |  |  | 2.031 | 20.31 | 0 | 0 | 0 | 0 | 0 | 0 | 0.173 | 0 | 20.31 | 20.31 | 0 | 0 | 0 | 0 | 0 | 0 | 0 | 0 | 0 | [74 empty] | 0 | 0
|  |  |  | 2.0308 | 20.3078 | 0 | 0 | 0 | 0 | 0 | 0 | 0.173 | 0 | 20.308 | 20.308 | 0 | 0 | 0 | 0 | 0 | 0 | 0 | 0 | 0 | [74 empty] | 0 | 0
|  |  |  | 2.0305 | 20.3046 | 0 | 0 | 0 | 0 | 0 | 0 | 0.173 | 0 | 20.305 | 20.305 | 0 | 0 | 0 | 0 | 0 | 0 | 0 | 0 | 0 | [74 empty] | 0 | 0
|  |  |  | 2.037 | 20.3699 | 0 | 0 | 0 | 0 | 0 | 0 | 0.173 | 0 | 20.37 | 20.37 | 0 | 0 | 0 | 0 | 0 | 0 | 0 | 0 | 0 | [74 empty] | 0 | 0
|  |  |  | 2.036 | 20.3604 | 0 | 0 | 0 | 0 | 0 | 0 | 0.173 | 0 | 20.36 | 20.36 | 0 | 0 | 0 | 0 | 0 | 0 | 0 | 0 | 0 | [74 empty] | 0 | 0
|  |  |  | 3.224 | 32.2396 | 0 | 0 | 0 | 0 | 0 | 0 | 0.173 | 0 | 32.24 | 32.24 | 0 | 0 | 0 | 0 | 0 | 0 | 0 | 0 | 0 | [74 empty] | 0 | 0
|  |  |  | 6.2148 | 62.1482 | 0 | 0 | 0 | 0 | 0 | 0 | 0.173 | 0 | 62.148 | 61.654 | 0 | 0.494 | 0 | 0 | 0.494 | 0 | 0 | 0 | 0 | [74 empty] | 0 | 0
|  |  |  | 7.6461 | 76.4615 | 0 | 0 | 0 | 0 | 0 | 0 | 0.173 | 0 | 76.461 | 58.343 | 0 | 18.118 | 0 | 0 | 18.118 | 0 | 0 | 0 | 0 | [74 empty] | 10 | 0
|  |  |  | 7.7962 | 77.9616 | 0 | 0 | 0 | 0 | 0 | 0 | 0.173 | 0 | 77.962 | 42.205 | 0 | 35.757 | 0 | 0 | 35.757 | 0 | 0 | 0 | 0 | [74 empty] | 9 | 0
|  |  |  | 8.1249 | 81.2492 | 0 | 0 | 0 | 0 | 0 | 0 | 0.173 | 0 | 81.249 | 23.317 | 0 | 57.932 | 0 | 0 | 57.932 | 0 | 0 | 0 | 0 | [74 empty] | 8 | 0
|  |  |  | 8.412 | 84.1196 | 0 | 0 | 0 | 0 | 0 | 0 | 0.173 | 0 | 84.12 | 0 | 0 | 84.252 | 0 | 0.132 | 84.12 | 0 | 0 | 0 | 0 | [74 empty] | 7 | 0
|  |  |  | 8.583 | 85.8295 | 0 | 0 | 0 | 0 | 0 | 0 | 0.173 | 0 | 85.829 | 0 | 0 | 91.319 | 0 | 5.49 | 85.829 | 0 | 0 | 0 | 0 | [74 empty] | 6 | 0
|  |  |  | 8.554 | 85.5395 | 0 | 0 | 0 | 0 | 0 | 0 | 0.173 | 0 | 85.539 | 0 | 0 | 88.193 | 0 | 2.653 | 85.54 | 0 | 0 | 0 | 0 | [74 empty] | 5 | 0
|  |  |  | 8.7545 | 87.5445 | 0 | 0 | 0 | 0 | 0 | 0 | 0.173 | 0 | 87.545 | 2.071 | 0 | 85.473 | 0 | 0 | 85.473 | 0 | 0 | 0 | 0 | [74 empty] | 4 | 0
|  |  |  | 8.5244 | 85.2444 | 0 | 0 | 0 | 0 | 0 | 0 | 0.173 | 0 | 85.244 | 10.27 | 0 | 74.975 | 0 | 0 | 74.975 | 0 | 0 | 0 | 0 | [74 empty] | 3 | 0
|  |  |  | 8.1622 | 81.6222 | 0 | 0 | 0 | 0 | 0 | 0 | 0.173 | 0 | 81.622 | 28.968 | 0 | 52.654 | 0 | 0 | 52.654 | 0 | 0 | 0 | 0 | [74 empty] | 2 | 0
|  |  |  | 6.5865 | 65.8654 | 0 | 0 | 0 | 0 | 0 | 0 | 0.173 | 0 | 65.865 | 39.197 | 0 | 26.669 | 0 | 0 | 26.669 | 0 | 0 | 0 | 0 | [74 empty] | 1 | 0
|  |  |  | 6.4756 | 64.7564 | 0 | 0 | 0 | 0 | 0 | 0 | 0.173 | 0 | 64.756 | 59.042 | 0 | 5.715 | 0 | 0 | 5.715 | 0 | 0 | 0 | 0 | [74 empty] | 0 | 0
|  |  |  | 6.662 | 66.6196 | 0 | 0 | 0 | 0 | 0 | 0 | 0.173 | 0 | 66.62 | 66.62 | 0 | 0 | 0 | 0 | 0 | 0 | 0 | 0 | 0 | [74 empty] | 0 | 0
|  |  |  | 6.7038 | 67.0377 | 0 | 0 | 0 | 0 | 0 | 0 | 0.173 | 0 | 67.038 | 67.038 | 0 | 0 | 0 | 0 | 0 | 0 | 0 | 0 | 0 | [74 empty] | 0 | 0
|  |  |  | 2.0369 | 20.3693 | 0 | 0 | 0 | 0 | 0 | 0 | 0.173 | 0 | 20.369 | 20.369 | 0 | 0 | 0 | 0 | 0 | 0 | 0 | 0 | 0 | [74 empty] | 0 | 0
|  |  |  | 2.0322 | 20.3222 | 0 | 0 | 0 | 0 | 0 | 0 | 0.173 | 0 | 20.322 | 20.322 | 0 | 0 | 0 | 0 | 0 | 0 | 0 | 0 | 0 | [74 empty] | 0 | 0
|  |  |  | 2.0462 | 20.4619 | 0 | 0 | 0 | 0 | 0 | 0 | 0.173 | 0 | 20.462 | 20.462 | 0 | 0 | 0 | 0 | 0 | 0 | 0 | 0 | 0 | [74 empty] | 0 | 0
|  |  |  | 2.0317 | 20.3171 | 0 | 0 | 0 | 0 | 0 | 0 | 0.173 | 0 | 20.317 | 20.317 | 0 | 0 | 0 | 0 | 0 | 0 | 0 | 0 | 0 | [74 empty] | 0 | 0
|  |  |  | 2.0315 | 20.3147 | 0 | 0 | 0 | 0 | 0 | 0 | 0.173 | 0 | 20.315 | 20.315 | 0 | 0 | 0 | 0 | 0 | 0 | 0 | 0 | 0 | [74 empty] | 0 | 0
|  |  |  | 2.0314 | 20.3145 | 0 | 0 | 0 | 0 | 0 | 0 | 0.173 | 0 | 20.315 | 20.315 | 0 | 0 | 0 | 0 | 0 | 0 | 0 | 0 | 0 | [74 empty] | 0 | 0
|  |  |  | 2.0313 | 20.3131 | 0 | 0 | 0 | 0 | 0 | 0 | 0.173 | 0 | 20.313 | 20.313 | 0 | 0 | 0 | 0 | 0 | 0 | 0 | 0 | 0 | [74 empty] | 0 | 0
|  |  |  | 2.0652 | 20.6519 | 0 | 0 | 0 | 0 | 0 | 0 | 0.173 | 0 | 20.652 | 20.652 | 0 | 0 | 0 | 0 | 0 | 0 | 0 | 0 | 0 | [74 empty] | 0 | 0
|  |  |  | 2.0591 | 20.5912 | 0 | 0 | 0 | 0 | 0 | 0 | 0.173 | 0 | 20.591 | 20.591 | 0 | 0 | 0 | 0 | 0 | 0 | 0 | 0 | 0 | [74 empty] | 0 | 0
|  |  |  | 3.2316 | 32.3158 | 0 | 0 | 0 | 0 | 0 | 0 | 0.173 | 0 | 32.316 | 32.316 | 0 | 0 | 0 | 0 | 0 | 0 | 0 | 0 | 0 | [74 empty] | 0 | 0
|  |  |  | 6.215 | 62.1503 | 0 | 0 | 0 | 0 | 0 | 0 | 0.173 | 0 | 62.15 | 62.15 | 0 | 0 | 0 | 0 | 0 | 0 | 0 | 0 | 0 | [74 empty] | 0 | 0
|  |  |  | 7.6638 | 76.6384 | 0 | 0 | 0 | 0 | 0 | 0 | 0.173 | 0 | 76.638 | 70.357 | 0 | 6.282 | 0 | 0 | 6.282 | 0 | 0 | 0 | 0 | [74 empty] | 0 | 0
|  |  |  | 7.8316 | 78.3158 | 0 | 0 | 0 | 0 | 0 | 0 | 0.173 | 0 | 78.316 | 30.431 | 0 | 47.884 | 0 | 0 | 47.884 | 0 | 0 | 0 | 0 | [74 empty] | 10 | 0
|  |  |  | 8.1489 | 81.4889 | 0 | 0 | 0 | 0 | 0 | 0 | 0.173 | 0 | 81.489 | 10.717 | 0 | 70.772 | 0 | 0 | 70.772 | 0 | 0 | 0 | 0 | [74 empty] | 9 | 0
|  |  |  | 8.5574 | 85.5739 | 0 | 0 | 0 | 0 | 0 | 0 | 0.173 | 0 | 85.574 | 0 | 0 | 86.012 | 0 | 0.438 | 85.574 | 0 | 0 | 0 | 0 | [74 empty] | 8 | 0
|  |  |  | 8.9828 | 89.8282 | 0 | 0 | 0 | 0 | 0 | 0 | 0.173 | 0 | 89.828 | 12.76 | 0 | 77.069 | 0 | 0 | 77.069 | 0 | 0 | 0 | 0 | [74 empty] | 7 | 0
|  |  |  | 9.1005 | 91.0048 | 0 | 0 | 0 | 0 | 0 | 0 | 0.173 | 0 | 91.005 | 9.806 | 0 | 81.198 | 0 | 0 | 81.198 | 0 | 0 | 0 | 0 | [74 empty] | 6 | 0
|  |  |  | 8.9503 | 89.503 | 0 | 0 | 0 | 0 | 0 | 0 | 0.173 | 0 | 89.503 | 14.078 | 0 | 75.425 | 0 | 0 | 75.425 | 0 | 0 | 0 | 0 | [74 empty] | 5 | 0
|  |  |  | 8.8201 | 88.2006 | 0 | 0 | 0 | 0 | 0 | 0 | 0.173 | 0 | 88.201 | 13.008 | 0 | 75.193 | 0 | 0 | 75.193 | 0 | 0 | 0 | 0 | [74 empty] | 4 | 0
|  |  |  | 8.4887 | 84.8868 | 0 | 0 | 0 | 0 | 0 | 0 | 0.173 | 0 | 84.887 | 24.424 | 0 | 60.463 | 0 | 0 | 60.463 | 0 | 0 | 0 | 0 | [74 empty] | 3 | 0
|  |  |  | 6.8292 | 68.2924 | 0 | 0 | 0 | 0 | 0 | 0 | 0.173 | 0 | 68.292 | 32.012 | 0 | 36.28 | 0 | 0 | 36.28 | 0 | 0 | 0 | 0 | [74 empty] | 2 | 0
|  |  |  | 6.5522 | 65.522 | 0 | 0 | 0 | 0 | 0 | 0 | 0.173 | 0 | 65.522 | 54.791 | 0 | 10.731 | 0 | 0 | 10.731 | 0 | 0 | 0 | 0 | [74 empty] | 1 | 0
|  |  |  | 6.6909 | 66.9095 | 0 | 0 | 0 | 0 | 0 | 0 | 0.173 | 0 | 66.91 | 66.91 | 0 | 0 | 0 | 0 | 0 | 0 | 0 | 0 | 0 | [74 empty] | 0 | 0
|  |  |  | 6.6287 | 66.2873 | 0 | 0 | 0 | 0 | 0 | 0 | 0.173 | 0 | 66.287 | 66.287 | 0 | 0 | 0 | 0 | 0 | 0 | 0 | 0 | 0 | [74 empty] | 0 | 0
|  |  |  | 2.0311 | 20.3109 | 0 | 0 | 0 | 0 | 0 | 0 | 0.173 | 0 | 20.311 | 20.311 | 0 | 0 | 0 | 0 | 0 | 0 | 0 | 0 | 0 | [74 empty] | 0 | 0
|  |  |  | 2.0319 | 20.3189 | 0 | 0 | 0 | 0 | 0 | 0 | 0.173 | 0 | 20.319 | 20.319 | 0 | 0 | 0 | 0 | 0 | 0 | 0 | 0 | 0 | [74 empty] | 0 | 0
|  |  |  | 2.0465 | 20.4651 | 0 | 0 | 0 | 0 | 0 | 0 | 0.173 | 0 | 20.465 | 20.465 | 0 | 0 | 0 | 0 | 0 | 0 | 0 | 0 | 0 | [74 empty] | 0 | 0
|  |  |  | 2.0326 | 20.3262 | 0 | 0 | 0 | 0 | 0 | 0 | 0.173 | 0 | 20.326 | 20.326 | 0 | 0 | 0 | 0 | 0 | 0 | 0 | 0 | 0 | [74 empty] | 0 | 0
|  |  |  | 2.0327 | 20.327 | 0 | 0 | 0 | 0 | 0 | 0 | 0.173 | 0 | 20.327 | 20.327 | 0 | 0 | 0 | 0 | 0 | 0 | 0 | 0 | 0 | [74 empty] | 0 | 0
|  |  |  | 2.0323 | 20.3234 | 0 | 0 | 0 | 0 | 0 | 0 | 0.173 | 0 | 20.323 | 20.323 | 0 | 0 | 0 | 0 | 0 | 0 | 0 | 0 | 0 | [74 empty] | 0 | 0
|  |  |  | 2.032 | 20.3203 | 0 | 0 | 0 | 0 | 0 | 0 | 0.173 | 0 | 20.32 | 20.32 | 0 | 0 | 0 | 0 | 0 | 0 | 0 | 0 | 0 | [74 empty] | 0 | 0
|  |  |  | 2.0384 | 20.3836 | 0 | 0 | 0 | 0 | 0 | 0 | 0.173 | 0 | 20.384 | 20.384 | 0 | 0 | 0 | 0 | 0 | 0 | 0 | 0 | 0 | [74 empty] | 0 | 0
|  |  |  | 2.0373 | 20.3733 | 0 | 0 | 0 | 0 | 0 | 0 | 0.173 | 0 | 20.373 | 20.373 | 0 | 0 | 0 | 0 | 0 | 0 | 0 | 0 | 0 | [74 empty] | 0 | 0
|  |  |  | 2.0375 | 20.3745 | 0 | 0 | 0 | 0 | 0 | 0 | 0.173 | 0 | 20.375 | 20.375 | 0 | 0 | 0 | 0 | 0 | 0 | 0 | 0 | 0 | [74 empty] | 0 | 0
|  |  |  | 1.6963 | 16.963 | 0 | 0 | 0 | 0 | 0 | 0 | 0.173 | 0 | 16.963 | 15.887 | 0 | 1.076 | 0 | 0 | 1.076 | 0 | 0 | 0 | 0 | [74 empty] | 0 | 0
|  |  |  | 1.6972 | 16.9721 | 0 | 0 | 0 | 0 | 0 | 0 | 0.173 | 0 | 16.972 | 0 | 0 | 21.754 | 0 | 4.782 | 16.972 | 0 | 0 | 0 | 0 | [74 empty] | 11 | 0
|  |  |  | 1.6987 | 16.9867 | 0 | 0 | 0 | 0 | 0 | 0 | 0.173 | 0 | 16.987 | 0 | 0 | 49.804 | 0 | 32.817 | 16.987 | 0 | 0 | 0 | 0 | [74 empty] | 10 | 0
|  |  |  | 1.6989 | 16.9895 | 0 | 0 | 0 | 0 | 0 | 0 | 0.173 | 0 | 16.99 | 0 | 0 | 74.48 | 0 | 57.491 | 16.989 | 0 | 0 | 0 | 0 | [74 empty] | 9 | 0
|  |  |  | 1.7117 | 17.1171 | 0 | 0 | 0 | 0 | 0 | 0 | 0.173 | 0 | 17.117 | 0 | 0 | 90.621 | 0 | 73.504 | 17.117 | 0 | 0 | 0 | 0 | [74 empty] | 8 | 0
|  |  |  | 1.6984 | 16.9836 | 0 | 0 | 0 | 0 | 0 | 0 | 0.173 | 0 | 16.984 | 0 | 0 | 99.404 | 0 | 82.42 | 16.984 | 0 | 0 | 0 | 0 | [74 empty] | 7 | 0
|  |  |  | 1.6998 | 16.9984 | 0 | 0 | 0 | 0 | 0 | 0 | 0.173 | 0 | 16.998 | 0 | 0 | 100.727 | 0 | 83.729 | 16.998 | 0 | 0 | 0 | 0 | [74 empty] | 6 | 0
|  |  |  | 1.7006 | 17.0063 | 0 | 0 | 0 | 0 | 0 | 0 | 0.173 | 0 | 17.006 | 0 | 0 | 95.318 | 0 | 78.312 | 17.006 | 0 | 0 | 0 | 0 | [74 empty] | 5 | 0
|  |  |  | 1.7 | 17.0004 | 0 | 0 | 0 | 0 | 0 | 0 | 0.173 | 0 | 17 | 0 | 0 | 83.263 | 0 | 66.263 | 17 | 0 | 0 | 0 | 0 | [74 empty] | 4 | 0
|  |  |  | 1.8564 | 18.5637 | 0 | 0 | 0 | 0 | 0 | 0 | 0.173 | 0 | 18.564 | 0 | 0 | 64.272 | 0 | 45.709 | 18.563 | 0 | 0 | 0 | 0 | [74 empty] | 3 | 0
|  |  |  | 1.832 | 18.3204 | 0 | 0 | 0 | 0 | 0 | 0 | 0.173 | 0 | 18.32 | 0 | 0 | 38.113 | 0 | 19.792 | 18.321 | 0 | 0 | 0 | 0 | [74 empty] | 2 | 0
|  |  |  | 1.7524 | 17.5235 | 0 | 0 | 0 | 0 | 0 | 0 | 0.173 | 0 | 17.523 | 5.934 | 0 | 11.589 | 0 | 0 | 11.589 | 0 | 0 | 0 | 0 | [74 empty] | 1 | 0
|  |  |  | 2.0417 | 20.4168 | 0 | 0 | 0 | 0 | 0 | 0 | 0.173 | 0 | 20.417 | 20.417 | 0 | 0 | 0 | 0 | 0 | 0 | 0 | 0 | 0 | [74 empty] | 0 | 0
|  |  |  | 2.0409 | 20.4094 | 0 | 0 | 0 | 0 | 0 | 0 | 0.173 | 0 | 20.409 | 20.409 | 0 | 0 | 0 | 0 | 0 | 0 | 0 | 0 | 0 | [74 empty] | 0 | 0
|  |  |  | 2.0372 | 20.3718 | 0 | 0 | 0 | 0 | 0 | 0 | 0.173 | 0 | 20.372 | 20.372 | 0 | 0 | 0 | 0 | 0 | 0 | 0 | 0 | 0 | [74 empty] | 0 | 0
|  |  |  | 2.0315 | 20.3147 | 0 | 0 | 0 | 0 | 0 | 0 | 0.173 | 0 | 20.315 | 20.315 | 0 | 0 | 0 | 0 | 0 | 0 | 0 | 0 | 0 | [74 empty] | 0 | 0
|  |  |  | 2.0447 | 20.4468 | 0 | 0 | 0 | 0 | 0 | 0 | 0.173 | 0 | 20.447 | 20.447 | 0 | 0 | 0 | 0 | 0 | 0 | 0 | 0 | 0 | [74 empty] | 0 | 0
|  |  |  | 2.0309 | 20.3086 | 0 | 0 | 0 | 0 | 0 | 0 | 0.173 | 0 | 20.309 | 20.309 | 0 | 0 | 0 | 0 | 0 | 0 | 0 | 0 | 0 | [74 empty] | 0 | 0
|  |  |  | 2.0307 | 20.3065 | 0 | 0 | 0 | 0 | 0 | 0 | 0.173 | 0 | 20.306 | 20.306 | 0 | 0 | 0 | 0 | 0 | 0 | 0 | 0 | 0 | [74 empty] | 0 | 0
|  |  |  | 2.0306 | 20.3056 | 0 | 0 | 0 | 0 | 0 | 0 | 0.173 | 0 | 20.306 | 20.306 | 0 | 0 | 0 | 0 | 0 | 0 | 0 | 0 | 0 | [74 empty] | 0 | 0
|  |  |  | 2.0305 | 20.3048 | 0 | 0 | 0 | 0 | 0 | 0 | 0.173 | 0 | 20.305 | 20.305 | 0 | 0 | 0 | 0 | 0 | 0 | 0 | 0 | 0 | [74 empty] | 0 | 0
|  |  |  | 2.0371 | 20.3708 | 0 | 0 | 0 | 0 | 0 | 0 | 0.173 | 0 | 20.371 | 20.371 | 0 | 0 | 0 | 0 | 0 | 0 | 0 | 0 | 0 | [74 empty] | 0 | 0
|  |  |  | 2.036 | 20.3603 | 0 | 0 | 0 | 0 | 0 | 0 | 0.173 | 0 | 20.36 | 20.36 | 0 | 0 | 0 | 0 | 0 | 0 | 0 | 0 | 0 | [74 empty] | 0 | 0
|  |  |  | 2.0364 | 20.3643 | 0 | 0 | 0 | 0 | 0 | 0 | 0.173 | 0 | 20.364 | 20.364 | 0 | 0 | 0 | 0 | 0 | 0 | 0 | 0 | 0 | [74 empty] | 0 | 0
|  |  |  | 1.6957 | 16.9569 | 0 | 0 | 0 | 0 | 0 | 0 | 0.173 | 0 | 16.957 | 15.096 | 0 | 1.861 | 0 | 0 | 1.861 | 0 | 0 | 0 | 0 | [74 empty] | 12 | 0
|  |  |  | 1.6969 | 16.9695 | 0 | 0 | 0 | 0 | 0 | 0 | 0.173 | 0 | 16.969 | 0 | 0 | 24.444 | 0 | 7.474 | 16.97 | 0 | 0 | 0 | 0 | [74 empty] | 11 | 0
|  |  |  | 1.6989 | 16.9889 | 0 | 0 | 0 | 0 | 0 | 0 | 0.173 | 0 | 16.989 | 0 | 0 | 52.857 | 0 | 35.869 | 16.988 | 0 | 0 | 0 | 0 | [74 empty] | 10 | 0
|  |  |  | 1.6995 | 16.9951 | 0 | 0 | 0 | 0 | 0 | 0 | 0.173 | 0 | 16.995 | 0 | 0 | 75.629 | 0 | 58.634 | 16.995 | 0 | 0 | 0 | 0 | [74 empty] | 9 | 0
|  |  |  | 1.7126 | 17.1255 | 0 | 0 | 0 | 0 | 0 | 0 | 0.173 | 0 | 17.125 | 0 | 0 | 90.897 | 0 | 73.772 | 17.125 | 0 | 0 | 0 | 0 | [74 empty] | 8 | 0
|  |  |  | 1.6989 | 16.9891 | 0 | 0 | 0 | 0 | 0 | 0 | 0.173 | 0 | 16.989 | 0 | 0 | 98.095 | 0 | 81.106 | 16.989 | 0 | 0 | 0 | 0 | [74 empty] | 7 | 0
|  |  |  | 1.6997 | 16.9971 | 0 | 0 | 0 | 0 | 0 | 0 | 0.173 | 0 | 16.997 | 0 | 0 | 95.231 | 0 | 78.234 | 16.997 | 0 | 0 | 0 | 0 | [74 empty] | 6 | 0
|  |  |  | 1.6998 | 16.998 | 0 | 0 | 0 | 0 | 0 | 0 | 0.173 | 0 | 16.998 | 0 | 0 | 89.836 | 0 | 72.838 | 16.998 | 0 | 0 | 0 | 0 | [74 empty] | 5 | 0
|  |  |  | 1.6994 | 16.9945 | 0 | 0 | 0 | 0 | 0 | 0 | 0.173 | 0 | 16.994 | 0 | 0 | 78.697 | 0 | 61.703 | 16.994 | 0 | 0 | 0 | 0 | [74 empty] | 4 | 0
|  |  |  | 1.6963 | 16.9628 | 0 | 0 | 0 | 0 | 0 | 0 | 0.173 | 0 | 16.963 | 0 | 0 | 60.797 | 0 | 43.834 | 16.963 | 0 | 0 | 0 | 0 | [74 empty] | 3 | 0
|  |  |  | 1.6955 | 16.9554 | 0 | 0 | 0 | 0 | 0 | 0 | 0.173 | 0 | 16.955 | 0 | 0 | 31.206 | 0 | 14.25 | 16.956 | 0 | 0 | 0 | 0 | [74 empty] | 2 | 0
|  |  |  | 1.7512 | 17.5124 | 0 | 0 | 0 | 0 | 0 | 0 | 0.173 | 0 | 17.512 | 8.86 | 0 | 8.652 | 0 | 0 | 8.652 | 0 | 0 | 0 | 0 | [74 empty] | 1 | 0
|  |  |  | 2.0405 | 20.4055 | 0 | 0 | 0 | 0 | 0 | 0 | 0.173 | 0 | 20.405 | 20.405 | 0 | 0 | 0 | 0 | 0 | 0 | 0 | 0 | 0 | [74 empty] | 0 | 0
|  |  |  | 2.04 | 20.3999 | 0 | 0 | 0 | 0 | 0 | 0 | 0.173 | 0 | 20.4 | 20.4 | 0 | 0 | 0 | 0 | 0 | 0 | 0 | 0 | 0 | [74 empty] | 0 | 0
|  |  |  | 2.0368 | 20.3681 | 0 | 0 | 0 | 0 | 0 | 0 | 0.173 | 0 | 20.368 | 20.368 | 0 | 0 | 0 | 0 | 0 | 0 | 0 | 0 | 0 | [74 empty] | 0 | 0
|  |  |  | 2.0312 | 20.3116 | 0 | 0 | 0 | 0 | 0 | 0 | 0.173 | 0 | 20.312 | 20.312 | 0 | 0 | 0 | 0 | 0 | 0 | 0 | 0 | 0 | [74 empty] | 0 | 0
|  |  |  | 2.0445 | 20.4451 | 0 | 0 | 0 | 0 | 0 | 0 | 0.173 | 0 | 20.445 | 20.445 | 0 | 0 | 0 | 0 | 0 | 0 | 0 | 0 | 0 | [74 empty] | 0 | 0
|  |  |  | 2.0308 | 20.3082 | 0 | 0 | 0 | 0 | 0 | 0 | 0.173 | 0 | 20.308 | 20.308 | 0 | 0 | 0 | 0 | 0 | 0 | 0 | 0 | 0 | [74 empty] | 0 | 0
|  |  |  | 2.0305 | 20.3045 | 0 | 0 | 0 | 0 | 0 | 0 | 0.173 | 0 | 20.304 | 20.304 | 0 | 0 | 0 | 0 | 0 | 0 | 0 | 0 | 0 | [74 empty] | 0 | 0
|  |  |  | 2.0301 | 20.3009 | 0 | 0 | 0 | 0 | 0 | 0 | 0.173 | 0 | 20.301 | 20.301 | 0 | 0 | 0 | 0 | 0 | 0 | 0 | 0 | 0 | [74 empty] | 0 | 0
|  |  |  | 2.0294 | 20.2943 | 0 | 0 | 0 | 0 | 0 | 0 | 0.173 | 0 | 20.294 | 20.294 | 0 | 0 | 0 | 0 | 0 | 0 | 0 | 0 | 0 | [74 empty] | 0 | 0
|  |  |  | 2.0353 | 20.3533 | 0 | 0 | 0 | 0 | 0 | 0 | 0.173 | 0 | 20.353 | 20.353 | 0 | 0 | 0 | 0 | 0 | 0 | 0 | 0 | 0 | [74 empty] | 0 | 0
|  |  |  | 2.0345 | 20.3453 | 0 | 0 | 0 | 0 | 0 | 0 | 0.173 | 0 | 20.345 | 20.345 | 0 | 0 | 0 | 0 | 0 | 0 | 0 | 0 | 0 | [74 empty] | 0 | 0
|  |  |  | 3.2342 | 32.3421 | 0 | 0 | 0 | 0 | 0 | 0 | 0.173 | 0 | 32.342 | 32.342 | 0 | 0 | 0 | 0 | 0 | 0 | 0 | 0 | 0 | [74 empty] | 0 | 0
|  |  |  | 6.2203 | 62.2025 | 0 | 0 | 0 | 0 | 0 | 0 | 0.173 | 0 | 62.202 | 61.824 | 0 | 0.378 | 0 | 0 | 0.378 | 0 | 0 | 0 | 0 | [74 empty] | 0 | 0
|  |  |  | 7.6465 | 76.4649 | 0 | 0 | 0 | 0 | 0 | 0 | 0.173 | 0 | 76.465 | 64.977 | 0 | 11.488 | 0 | 0 | 11.488 | 0 | 0 | 0 | 0 | [74 empty] | 11 | 0
|  |  |  | 7.7308 | 77.3082 | 0 | 0 | 0 | 0 | 0 | 0 | 0.173 | 0 | 77.308 | 43.427 | 0 | 33.881 | 0 | 0 | 33.881 | 0 | 0 | 0 | 0 | [74 empty] | 10 | 0
|  |  |  | 7.9608 | 79.6079 | 0 | 0 | 0 | 0 | 0 | 0 | 0.173 | 0 | 79.608 | 16.281 | 0 | 63.327 | 0 | 0 | 63.327 | 0 | 0 | 0 | 0 | [74 empty] | 9 | 0
|  |  |  | 8.1328 | 81.3276 | 0 | 0 | 0 | 0 | 0 | 0 | 0.173 | 0 | 81.328 | 7.778 | 0 | 73.55 | 0 | 0 | 73.55 | 0 | 0 | 0 | 0 | [74 empty] | 8 | 0
|  |  |  | 8.3962 | 83.9624 | 0 | 0 | 0 | 0 | 0 | 0 | 0.173 | 0 | 83.962 | 2.604 | 0 | 81.358 | 0 | 0 | 81.358 | 0 | 0 | 0 | 0 | [74 empty] | 7 | 0
|  |  |  | 8.4343 | 84.3433 | 0 | 0 | 0 | 0 | 0 | 0 | 0.173 | 0 | 84.343 | 0 | 0 | 88.673 | 0 | 4.329 | 84.344 | 0 | 0 | 0 | 0 | [74 empty] | 6 | 0
|  |  |  | 8.4369 | 84.3695 | 0 | 0 | 0 | 0 | 0 | 0 | 0.173 | 0 | 84.369 | 5.759 | 0 | 78.61 | 0 | 0 | 78.61 | 0 | 0 | 0 | 0 | [74 empty] | 5 | 0
|  |  |  | 8.1554 | 81.5539 | 0 | 0 | 0 | 0 | 0 | 0 | 0.173 | 0 | 81.554 | 6.521 | 0 | 75.033 | 0 | 0 | 75.033 | 0 | 0 | 0 | 0 | [74 empty] | 4 | 0
|  |  |  | 8.0214 | 80.2137 | 0 | 0 | 0 | 0 | 0 | 0 | 0.173 | 0 | 80.214 | 21.089 | 0 | 59.125 | 0 | 0 | 59.125 | 0 | 0 | 0 | 0 | [74 empty] | 3 | 0
|  |  |  | 6.901 | 69.0098 | 0 | 0 | 0 | 0 | 0 | 0 | 0.173 | 0 | 69.01 | 32.904 | 0 | 36.106 | 0 | 0 | 36.106 | 0 | 0 | 0 | 0 | [74 empty] | 2 | 0
|  |  |  | 6.5114 | 65.1142 | 0 | 0 | 0 | 0 | 0 | 0 | 0.173 | 0 | 65.114 | 52.841 | 0 | 12.273 | 0 | 0 | 12.273 | 0 | 0 | 0 | 0 | [74 empty] | 1 | 0
|  |  |  | 6.5991 | 65.9915 | 0 | 0 | 0 | 0 | 0 | 0 | 0.173 | 0 | 65.991 | 65.991 | 0 | 0 | 0 | 0 | 0 | 0 | 0 | 0 | 0 | [74 empty] | 0 | 0
|  |  |  | 6.5554 | 65.5536 | 0 | 0 | 0 | 0 | 0 | 0 | 0.173 | 0 | 65.554 | 65.554 | 0 | 0 | 0 | 0 | 0 | 0 | 0 | 0 | 0 | [74 empty] | 0 | 0
|  |  |  | 2.0347 | 20.3471 | 0 | 0 | 0 | 0 | 0 | 0 | 0.173 | 0 | 20.347 | 20.347 | 0 | 0 | 0 | 0 | 0 | 0 | 0 | 0 | 0 | [74 empty] | 0 | 0
|  |  |  | 2.0304 | 20.3037 | 0 | 0 | 0 | 0 | 0 | 0 | 0.173 | 0 | 20.304 | 20.304 | 0 | 0 | 0 | 0 | 0 | 0 | 0 | 0 | 0 | [74 empty] | 0 | 0
|  |  |  | 2.045 | 20.4505 | 0 | 0 | 0 | 0 | 0 | 0 | 0.173 | 0 | 20.45 | 20.45 | 0 | 0 | 0 | 0 | 0 | 0 | 0 | 0 | 0 | [74 empty] | 0 | 0
|  |  |  | 2.0305 | 20.3052 | 0 | 0 | 0 | 0 | 0 | 0 | 0.173 | 0 | 20.305 | 20.305 | 0 | 0 | 0 | 0 | 0 | 0 | 0 | 0 | 0 | [74 empty] | 0 | 0
|  |  |  | 2.0304 | 20.304 | 0 | 0 | 0 | 0 | 0 | 0 | 0.173 | 0 | 20.304 | 20.304 | 0 | 0 | 0 | 0 | 0 | 0 | 0 | 0 | 0 | [74 empty] | 0 | 0
|  |  |  | 2.0304 | 20.3036 | 0 | 0 | 0 | 0 | 0 | 0 | 0.173 | 0 | 20.304 | 20.304 | 0 | 0 | 0 | 0 | 0 | 0 | 0 | 0 | 0 | [74 empty] | 0 | 0
|  |  |  | 2.0301 | 20.3012 | 0 | 0 | 0 | 0 | 0 | 0 | 0.173 | 0 | 20.301 | 20.301 | 0 | 0 | 0 | 0 | 0 | 0 | 0 | 0 | 0 | [74 empty] | 0 | 0
|  |  |  | 2.0629 | 20.6285 | 0 | 0 | 0 | 0 | 0 | 0 | 0.173 | 0 | 20.629 | 20.629 | 0 | 0 | 0 | 0 | 0 | 0 | 0 | 0 | 0 | [74 empty] | 0 | 0
|  |  |  | 2.0576 | 20.5759 | 0 | 0 | 0 | 0 | 0 | 0 | 0.173 | 0 | 20.576 | 20.576 | 0 | 0 | 0 | 0 | 0 | 0 | 0 | 0 | 0 | [74 empty] | 0 | 0
|  |  |  | 3.2306 | 32.3057 | 0 | 0 | 0 | 0 | 0 | 0 | 0.173 | 0 | 32.306 | 32.306 | 0 | 0 | 0 | 0 | 0 | 0 | 0 | 0 | 0 | [74 empty] | 0 | 0
|  |  |  | 6.2139 | 62.1394 | 0 | 0 | 0 | 0 | 0 | 0 | 0.173 | 0 | 62.139 | 62.139 | 0 | 0 | 0 | 0 | 0 | 0 | 0 | 0 | 0 | [74 empty] | 0 | 0
|  |  |  | 7.6468 | 76.468 | 0 | 0 | 0 | 0 | 0 | 0 | 0.173 | 0 | 76.468 | 66.522 | 0 | 9.946 | 0 | 0 | 9.946 | 0 | 0 | 0 | 0 | [74 empty] | 11 | 0
|  |  |  | 7.6473 | 76.4726 | 0 | 0 | 0 | 0 | 0 | 0 | 0.173 | 0 | 76.473 | 44.831 | 0 | 31.642 | 0 | 0 | 31.642 | 0 | 0 | 0 | 0 | [74 empty] | 10 | 0
|  |  |  | 7.7405 | 77.4051 | 0 | 0 | 0 | 0 | 0 | 0 | 0.173 | 0 | 77.405 | 21.378 | 0 | 56.027 | 0 | 0 | 56.027 | 0 | 0 | 0 | 0 | [74 empty] | 9 | 0
|  |  |  | 7.7547 | 77.5473 | 0 | 0 | 0 | 0 | 0 | 0 | 0.173 | 0 | 77.547 | 0.886 | 0 | 76.661 | 0 | 0 | 76.661 | 0 | 0 | 0 | 0 | [74 empty] | 8 | 0
|  |  |  | 7.7418 | 77.418 | 0 | 0 | 0 | 0 | 0 | 0 | 0.173 | 0 | 77.418 | 0 | 0 | 78.159 | 0 | 0.741 | 77.418 | 0 | 0 | 0 | 0 | [74 empty] | 7 | 0
|  |  |  | 7.6483 | 76.4827 | 0 | 0 | 0 | 0 | 0 | 0 | 0.173 | 0 | 76.483 | 0 | 0 | 88.774 | 0 | 12.292 | 76.482 | 0 | 0 | 0 | 0 | [74 empty] | 6 | 0
|  |  |  | 7.6482 | 76.4825 | 0 | 0 | 0 | 0 | 0 | 0 | 0.173 | 0 | 76.483 | 0 | 0 | 92.322 | 0 | 15.84 | 76.482 | 0 | 0 | 0 | 0 | [74 empty] | 5 | 0
|  |  |  | 7.5287 | 75.2872 | 0 | 0 | 0 | 0 | 0 | 0 | 0.173 | 0 | 75.287 | 0 | 0 | 80.922 | 0 | 5.635 | 75.287 | 0 | 0 | 0 | 0 | [74 empty] | 4 | 0
|  |  |  | 7.4474 | 74.4744 | 0 | 0 | 0 | 0 | 0 | 0 | 0.173 | 0 | 74.474 | 10.595 | 0 | 63.88 | 0 | 0 | 63.88 | 0 | 0 | 0 | 0 | [74 empty] | 3 | 0
|  |  |  | 6.2095 | 62.0948 | 0 | 0 | 0 | 0 | 0 | 0 | 0.173 | 0 | 62.095 | 23.357 | 0 | 38.738 | 0 | 0 | 38.738 | 0 | 0 | 0 | 0 | [74 empty] | 2 | 0
|  |  |  | 6.209 | 62.0901 | 0 | 0 | 0 | 0 | 0 | 0 | 0.173 | 0 | 62.09 | 49.919 | 0 | 12.171 | 0 | 0 | 12.171 | 0 | 0 | 0 | 0 | [74 empty] | 1 | 0
|  |  |  | 6.5484 | 65.4836 | 0 | 0 | 0 | 0 | 0 | 0 | 0.173 | 0 | 65.484 | 65.484 | 0 | 0 | 0 | 0 | 0 | 0 | 0 | 0 | 0 | [74 empty] | 0 | 0
|  |  |  | 6.5491 | 65.4908 | 0 | 0 | 0 | 0 | 0 | 0 | 0.173 | 0 | 65.491 | 65.491 | 0 | 0 | 0 | 0 | 0 | 0 | 0 | 0 | 0 | [74 empty] | 0 | 0
|  |  |  | 2.0277 | 20.2773 | 0 | 0 | 0 | 0 | 0 | 0 | 0.173 | 0 | 20.277 | 20.277 | 0 | 0 | 0 | 0 | 0 | 0 | 0 | 0 | 0 | [74 empty] | 0 | 0
|  |  |  | 2.0289 | 20.2891 | 0 | 0 | 0 | 0 | 0 | 0 | 0.173 | 0 | 20.289 | 20.289 | 0 | 0 | 0 | 0 | 0 | 0 | 0 | 0 | 0 | [74 empty] | 0 | 0
|  |  |  | 2.0438 | 20.438 | 0 | 0 | 0 | 0 | 0 | 0 | 0.173 | 0 | 20.438 | 20.438 | 0 | 0 | 0 | 0 | 0 | 0 | 0 | 0 | 0 | [74 empty] | 0 | 0
|  |  |  | 2.0289 | 20.2887 | 0 | 0 | 0 | 0 | 0 | 0 | 0.173 | 0 | 20.289 | 20.289 | 0 | 0 | 0 | 0 | 0 | 0 | 0 | 0 | 0 | [74 empty] | 0 | 0
|  |  |  | 2.0287 | 20.2867 | 0 | 0 | 0 | 0 | 0 | 0 | 0.173 | 0 | 20.287 | 20.287 | 0 | 0 | 0 | 0 | 0 | 0 | 0 | 0 | 0 | [74 empty] | 0 | 0
|  |  |  | 2.0286 | 20.2864 | 0 | 0 | 0 | 0 | 0 | 0 | 0.173 | 0 | 20.286 | 20.286 | 0 | 0 | 0 | 0 | 0 | 0 | 0 | 0 | 0 | [74 empty] | 0 | 0
|  |  |  | 2.0422 | 20.422 | 0 | 0 | 0 | 0 | 0 | 0 | 0.173 | 0 | 20.422 | 20.422 | 0 | 0 | 0 | 0 | 0 | 0 | 0 | 0 | 0 | [74 empty] | 0 | 0
|  |  |  | 2.1012 | 21.0118 | 0 | 0 | 0 | 0 | 0 | 0 | 0.173 | 0 | 21.012 | 21.012 | 0 | 0 | 0 | 0 | 0 | 0 | 0 | 0 | 0 | [74 empty] | 0 | 0
|  |  |  | 2.1136 | 21.1363 | 0 | 0 | 0 | 0 | 0 | 0 | 0.173 | 0 | 21.136 | 21.136 | 0 | 0 | 0 | 0 | 0 | 0 | 0 | 0 | 0 | [74 empty] | 0 | 0
|  |  |  | 3.1816 | 31.8157 | 0 | 0 | 0 | 0 | 0 | 0 | 0.173 | 0 | 31.816 | 31.816 | 0 | 0 | 0 | 0 | 0 | 0 | 0 | 0 | 0 | [74 empty] | 0 | 0
|  |  |  | 6.2246 | 62.2458 | 0 | 0 | 0 | 0 | 0 | 0 | 0.173 | 0 | 62.246 | 59.396 | 0 | 2.85 | 0 | 0 | 2.85 | 0 | 0 | 0 | 0 | [74 empty] | 0 | 0
|  |  |  | 7.6474 | 76.4735 | 0 | 0 | 0 | 0 | 0 | 0 | 0.173 | 0 | 76.474 | 51.07 | 0 | 25.404 | 0 | 0 | 25.404 | 0 | 0 | 0 | 0 | [74 empty] | 11 | 0
|  |  |  | 7.6466 | 76.4663 | 0 | 0 | 0 | 0 | 0 | 0 | 0.173 | 0 | 76.466 | 22.809 | 0 | 53.657 | 0 | 0 | 53.657 | 0 | 0 | 0 | 0 | [74 empty] | 10 | 0
|  |  |  | 7.8102 | 78.1017 | 0 | 0 | 0 | 0 | 0 | 0 | 0.173 | 0 | 78.102 | 2.153 | 0 | 75.949 | 0 | 0 | 75.949 | 0 | 0 | 0 | 0 | [74 empty] | 9 | 0
|  |  |  | 7.9765 | 79.765 | 0 | 0 | 0 | 0 | 0 | 0 | 0.173 | 0 | 79.765 | 0 | 0 | 91.959 | 0 | 12.194 | 79.765 | 0 | 0 | 0 | 0 | [74 empty] | 8 | 0
|  |  |  | 8.043 | 80.4301 | 0 | 0 | 0 | 0 | 0 | 0 | 0.173 | 0 | 80.43 | 0 | 0 | 97.354 | 0 | 16.924 | 80.43 | 0 | 0 | 0 | 0 | [74 empty] | 7 | 0
|  |  |  | 8.0586 | 80.5864 | 0 | 0 | 0 | 0 | 0 | 0 | 0.173 | 0 | 80.586 | 0 | 0 | 98.91 | 0 | 18.323 | 80.587 | 0 | 0 | 0 | 0 | [74 empty] | 6 | 0
|  |  |  | 8.1839 | 81.8394 | 0 | 0 | 0 | 0 | 0 | 0 | 0.173 | 0 | 81.839 | 0 | 0 | 93.529 | 0 | 11.69 | 81.839 | 0 | 0 | 0 | 0 | [74 empty] | 5 | 0
|  |  |  | 8.0922 | 80.9215 | 0 | 0 | 0 | 0 | 0 | 0 | 0.173 | 0 | 80.921 | 0 | 0 | 84.179 | 0 | 3.258 | 80.921 | 0 | 0 | 0 | 0 | [74 empty] | 4 | 0
|  |  |  | 7.8762 | 78.7617 | 0 | 0 | 0 | 0 | 0 | 0 | 0.173 | 0 | 78.762 | 14.053 | 0 | 64.709 | 0 | 0 | 64.709 | 0 | 0 | 0 | 0 | [74 empty] | 3 | 0
|  |  |  | 6.4618 | 64.6177 | 0 | 0 | 0 | 0 | 0 | 0 | 0.173 | 0 | 64.618 | 25.414 | 0 | 39.203 | 0 | 0 | 39.203 | 0 | 0 | 0 | 0 | [74 empty] | 2 | 0
|  |  |  | 6.3523 | 63.5232 | 0 | 0 | 0 | 0 | 0 | 0 | 0.173 | 0 | 63.523 | 50.858 | 0 | 12.665 | 0 | 0 | 12.665 | 0 | 0 | 0 | 0 | [74 empty] | 1 | 0
|  |  |  | 6.6341 | 66.3412 | 0 | 0 | 0 | 0 | 0 | 0 | 0.173 | 0 | 66.341 | 66.341 | 0 | 0 | 0 | 0 | 0 | 0 | 0 | 0 | 0 | [74 empty] | 0 | 0
|  |  |  | 6.6081 | 66.0814 | 0 | 0 | 0 | 0 | 0 | 0 | 0.173 | 0 | 66.081 | 66.081 | 0 | 0 | 0 | 0 | 0 | 0 | 0 | 0 | 0 | [74 empty] | 0 | 0
|  |  |  | 2.0341 | 20.3412 | 0 | 0 | 0 | 0 | 0 | 0 | 0.173 | 0 | 20.341 | 20.341 | 0 | 0 | 0 | 0 | 0 | 0 | 0 | 0 | 0 | [74 empty] | 0 | 0
|  |  |  | 2.0304 | 20.3043 | 0 | 0 | 0 | 0 | 0 | 0 | 0.173 | 0 | 20.304 | 20.304 | 0 | 0 | 0 | 0 | 0 | 0 | 0 | 0 | 0 | [74 empty] | 0 | 0
|  |  |  | 2.0454 | 20.4535 | 0 | 0 | 0 | 0 | 0 | 0 | 0.173 | 0 | 20.453 | 20.453 | 0 | 0 | 0 | 0 | 0 | 0 | 0 | 0 | 0 | [74 empty] | 0 | 0
|  |  |  | 2.0303 | 20.3035 | 0 | 0 | 0 | 0 | 0 | 0 | 0.173 | 0 | 20.303 | 20.303 | 0 | 0 | 0 | 0 | 0 | 0 | 0 | 0 | 0 | [74 empty] | 0 | 0
|  |  |  | 2.0301 | 20.3005 | 0 | 0 | 0 | 0 | 0 | 0 | 0.173 | 0 | 20.301 | 20.301 | 0 | 0 | 0 | 0 | 0 | 0 | 0 | 0 | 0 | [74 empty] | 0 | 0
|  |  |  | 2.0299 | 20.2987 | 0 | 0 | 0 | 0 | 0 | 0 | 0.173 | 0 | 20.299 | 20.299 | 0 | 0 | 0 | 0 | 0 | 0 | 0 | 0 | 0 | [74 empty] | 0 | 0
|  |  |  | 2.0297 | 20.2965 | 0 | 0 | 0 | 0 | 0 | 0 | 0.173 | 0 | 20.296 | 20.296 | 0 | 0 | 0 | 0 | 0 | 0 | 0 | 0 | 0 | [74 empty] | 0 | 0
|  |  |  | 2.0362 | 20.3618 | 0 | 0 | 0 | 0 | 0 | 0 | 0.173 | 0 | 20.362 | 20.362 | 0 | 0 | 0 | 0 | 0 | 0 | 0 | 0 | 0 | [74 empty] | 0 | 0
|  |  |  | 2.0358 | 20.358 | 0 | 0 | 0 | 0 | 0 | 0 | 0.173 | 0 | 20.358 | 20.358 | 0 | 0 | 0 | 0 | 0 | 0 | 0 | 0 | 0 | [74 empty] | 0 | 0
|  |  |  | 3.1665 | 31.6653 | 0 | 0 | 0 | 0 | 0 | 0 | 0.173 | 0 | 31.665 | 31.665 | 0 | 0 | 0 | 0 | 0 | 0 | 0 | 0 | 0 | [74 empty] | 0 | 0
|  |  |  | 6.2175 | 62.1752 | 0 | 0 | 0 | 0 | 0 | 0 | 0.173 | 0 | 62.175 | 59.267 | 0 | 2.908 | 0 | 0 | 2.908 | 0 | 0 | 0 | 0 | [74 empty] | 0 | 0
|  |  |  | 7.6551 | 76.5512 | 0 | 0 | 0 | 0 | 0 | 0 | 0.173 | 0 | 76.551 | 50.944 | 0 | 25.607 | 0 | 0 | 25.607 | 0 | 0 | 0 | 0 | [74 empty] | 11 | 0
|  |  |  | 7.76 | 77.6001 | 0 | 0 | 0 | 0 | 0 | 0 | 0.173 | 0 | 77.6 | 24.641 | 0 | 52.959 | 0 | 0 | 52.959 | 0 | 0 | 0 | 0 | [74 empty] | 10 | 0
|  |  |  | 8.0432 | 80.4323 | 0 | 0 | 0 | 0 | 0 | 0 | 0.173 | 0 | 80.432 | 4.876 | 0 | 75.556 | 0 | 0 | 75.556 | 0 | 0 | 0 | 0 | [74 empty] | 9 | 0
|  |  |  | 8.1311 | 81.311 | 0 | 0 | 0 | 0 | 0 | 0 | 0.173 | 0 | 81.311 | 0 | 0 | 89.996 | 0 | 8.685 | 81.311 | 0 | 0 | 0 | 0 | [74 empty] | 8 | 0
|  |  |  | 8.238 | 82.3797 | 0 | 0 | 0 | 0 | 0 | 0 | 0.173 | 0 | 82.38 | 0 | 0 | 97.179 | 0 | 14.8 | 82.379 | 0 | 0 | 0 | 0 | [74 empty] | 7 | 0
|  |  |  | 8.2694 | 82.6937 | 0 | 0 | 0 | 0 | 0 | 0 | 0.173 | 0 | 82.694 | 0 | 0 | 98.11 | 0 | 15.416 | 82.694 | 0 | 0 | 0 | 0 | [74 empty] | 6 | 0
|  |  |  | 8.0623 | 80.6232 | 0 | 0 | 0 | 0 | 0 | 0 | 0.173 | 0 | 80.623 | 0 | 0 | 92.831 | 0 | 12.208 | 80.623 | 0 | 0 | 0 | 0 | [74 empty] | 5 | 0
|  |  |  | 7.7116 | 77.1158 | 0 | 0 | 0 | 0 | 0 | 0 | 0.173 | 0 | 77.116 | 0 | 0 | 80.835 | 0 | 3.719 | 77.116 | 0 | 0 | 0 | 0 | [74 empty] | 4 | 0
|  |  |  | 7.5657 | 75.6571 | 0 | 0 | 0 | 0 | 0 | 0 | 0.173 | 0 | 75.657 | 13.275 | 0 | 62.382 | 0 | 0 | 62.382 | 0 | 0 | 0 | 0 | [74 empty] | 3 | 0
|  |  |  | 6.2881 | 62.8808 | 0 | 0 | 0 | 0 | 0 | 0 | 0.173 | 0 | 62.881 | 24.376 | 0 | 38.505 | 0 | 0 | 38.505 | 0 | 0 | 0 | 0 | [74 empty] | 2 | 0
|  |  |  | 6.2607 | 62.6072 | 0 | 0 | 0 | 0 | 0 | 0 | 0.173 | 0 | 62.607 | 50.044 | 0 | 12.564 | 0 | 0 | 12.564 | 0 | 0 | 0 | 0 | [74 empty] | 1 | 0
|  |  |  | 6.6091 | 66.0909 | 0 | 0 | 0 | 0 | 0 | 0 | 0.173 | 0 | 66.091 | 66.091 | 0 | 0 | 0 | 0 | 0 | 0 | 0 | 0 | 0 | [74 empty] | 0 | 0
|  |  |  | 6.6086 | 66.0856 | 0 | 0 | 0 | 0 | 0 | 0 | 0.173 | 0 | 66.086 | 66.086 | 0 | 0 | 0 | 0 | 0 | 0 | 0 | 0 | 0 | [74 empty] | 0 | 0
|  |  |  | 2.0352 | 20.3523 | 0 | 0 | 0 | 0 | 0 | 0 | 0.173 | 0 | 20.352 | 20.352 | 0 | 0 | 0 | 0 | 0 | 0 | 0 | 0 | 0 | [74 empty] | 0 | 0
|  |  |  | 2.0309 | 20.3095 | 0 | 0 | 0 | 0 | 0 | 0 | 0.173 | 0 | 20.31 | 20.31 | 0 | 0 | 0 | 0 | 0 | 0 | 0 | 0 | 0 | [74 empty] | 0 | 0
|  |  |  | 2.0457 | 20.4575 | 0 | 0 | 0 | 0 | 0 | 0 | 0.173 | 0 | 20.458 | 20.458 | 0 | 0 | 0 | 0 | 0 | 0 | 0 | 0 | 0 | [74 empty] | 0 | 0
|  |  |  | 2.0315 | 20.3153 | 0 | 0 | 0 | 0 | 0 | 0 | 0.173 | 0 | 20.315 | 20.315 | 0 | 0 | 0 | 0 | 0 | 0 | 0 | 0 | 0 | [74 empty] | 0 | 0
|  |  |  | 2.0315 | 20.3146 | 0 | 0 | 0 | 0 | 0 | 0 | 0.173 | 0 | 20.315 | 20.315 | 0 | 0 | 0 | 0 | 0 | 0 | 0 | 0 | 0 | [74 empty] | 0 | 0
|  |  |  | 2.0311 | 20.311 | 0 | 0 | 0 | 0 | 0 | 0 | 0.173 | 0 | 20.311 | 20.311 | 0 | 0 | 0 | 0 | 0 | 0 | 0 | 0 | 0 | [74 empty] | 0 | 0
|  |  |  | 2.0307 | 20.3066 | 0 | 0 | 0 | 0 | 0 | 0 | 0.173 | 0 | 20.307 | 20.307 | 0 | 0 | 0 | 0 | 0 | 0 | 0 | 0 | 0 | [74 empty] | 0 | 0
|  |  |  | 2.0649 | 20.6492 | 0 | 0 | 0 | 0 | 0 | 0 | 0.173 | 0 | 20.649 | 20.649 | 0 | 0 | 0 | 0 | 0 | 0 | 0 | 0 | 0 | [74 empty] | 0 | 0
|  |  |  | 2.0599 | 20.5993 | 0 | 0 | 0 | 0 | 0 | 0 | 0.173 | 0 | 20.599 | 20.599 | 0 | 0 | 0 | 0 | 0 | 0 | 0 | 0 | 0 | [74 empty] | 0 | 0
|  |  |  | 3.1721 | 31.7215 | 0 | 0 | 0 | 0 | 0 | 0 | 0.173 | 0 | 31.721 | 31.721 | 0 | 0 | 0 | 0 | 0 | 0 | 0 | 0 | 0 | [74 empty] | 0 | 0
|  |  |  | 6.2126 | 62.1264 | 0 | 0 | 0 | 0 | 0 | 0 | 0.173 | 0 | 62.126 | 60.57 | 0 | 1.556 | 0 | 0 | 1.556 | 0 | 0 | 0 | 0 | [74 empty] | 0 | 0
|  |  |  | 7.6466 | 76.4664 | 0 | 0 | 0 | 0 | 0 | 0 | 0.173 | 0 | 76.466 | 68.323 | 0 | 8.143 | 0 | 0 | 8.143 | 0 | 0 | 0 | 0 | [74 empty] | 10 | 0
|  |  |  | 7.7538 | 77.5385 | 0 | 0 | 0 | 0 | 0 | 0 | 0.173 | 0 | 77.538 | 47.773 | 0 | 29.766 | 0 | 0 | 29.766 | 0 | 0 | 0 | 0 | [74 empty] | 9 | 0
|  |  |  | 8.0994 | 80.9941 | 0 | 0 | 0 | 0 | 0 | 0 | 0.173 | 0 | 80.994 | 8.026 | 0 | 72.968 | 0 | 0 | 72.968 | 0 | 0 | 0 | 0 | [74 empty] | 8 | 0
|  |  |  | 8.4053 | 84.0533 | 0 | 0 | 0 | 0 | 0 | 0 | 0.173 | 0 | 84.053 | 0 | 0 | 93.486 | 0 | 9.432 | 84.054 | 0 | 0 | 0 | 0 | [74 empty] | 7 | 0
|  |  |  | 8.597 | 85.9705 | 0 | 0 | 0 | 0 | 0 | 0 | 0.173 | 0 | 85.97 | 0 | 0 | 102.501 | 0 | 16.531 | 85.97 | 0 | 0 | 0 | 0 | [74 empty] | 6 | 0
|  |  |  | 8.535 | 85.3503 | 0 | 0 | 0 | 0 | 0 | 0 | 0.173 | 0 | 85.35 | 0 | 0 | 104.144 | 0 | 18.794 | 85.35 | 0 | 0 | 0 | 0 | [74 empty] | 5 | 0
|  |  |  | 8.5135 | 85.1353 | 0 | 0 | 0 | 0 | 0 | 0 | 0.173 | 0 | 85.135 | 0 | 0 | 99.535 | 0 | 14.4 | 85.135 | 0 | 0 | 0 | 0 | [74 empty] | 4 | 0
|  |  |  | 8.4207 | 84.2069 | 0 | 0 | 0 | 0 | 0 | 0 | 0.173 | 0 | 84.207 | 0 | 0 | 86.608 | 0 | 2.401 | 84.207 | 0 | 0 | 0 | 0 | [74 empty] | 3 | 0
|  |  |  | 7.9535 | 79.5346 | 0 | 0 | 0 | 0 | 0 | 0 | 0.173 | 0 | 79.535 | 13.997 | 0 | 65.537 | 0 | 0 | 65.537 | 0 | 0 | 0 | 0 | [74 empty] | 2 | 0
|  |  |  | 6.6636 | 66.6356 | 0 | 0 | 0 | 0 | 0 | 0 | 0.173 | 0 | 66.636 | 27.825 | 0 | 38.811 | 0 | 0 | 38.811 | 0 | 0 | 0 | 0 | [74 empty] | 1 | 0
|  |  |  | 6.663 | 66.6301 | 0 | 0 | 0 | 0 | 0 | 0 | 0.173 | 0 | 66.63 | 64.085 | 0 | 2.545 | 0 | 0 | 2.545 | 0 | 0 | 0 | 0 | [74 empty] | 0 | 0
|  |  |  | 6.9422 | 69.4221 | 0 | 0 | 0 | 0 | 0 | 0 | 0.173 | 0 | 69.422 | 69.422 | 0 | 0 | 0 | 0 | 0 | 0 | 0 | 0 | 0 | [74 empty] | 0 | 0
|  |  |  | 6.7762 | 67.7616 | 0 | 0 | 0 | 0 | 0 | 0 | 0.173 | 0 | 67.762 | 67.762 | 0 | 0 | 0 | 0 | 0 | 0 | 0 | 0 | 0 | [74 empty] | 0 | 0
|  |  |  | 2.0303 | 20.3032 | 0 | 0 | 0 | 0 | 0 | 0 | 0.173 | 0 | 20.303 | 20.303 | 0 | 0 | 0 | 0 | 0 | 0 | 0 | 0 | 0 | [74 empty] | 0 | 0
|  |  |  | 2.0312 | 20.3117 | 0 | 0 | 0 | 0 | 0 | 0 | 0.173 | 0 | 20.312 | 20.312 | 0 | 0 | 0 | 0 | 0 | 0 | 0 | 0 | 0 | [74 empty] | 0 | 0
|  |  |  | 2.0464 | 20.464 | 0 | 0 | 0 | 0 | 0 | 0 | 0.173 | 0 | 20.464 | 20.464 | 0 | 0 | 0 | 0 | 0 | 0 | 0 | 0 | 0 | [74 empty] | 0 | 0
|  |  |  | 2.0324 | 20.3242 | 0 | 0 | 0 | 0 | 0 | 0 | 0.173 | 0 | 20.324 | 20.324 | 0 | 0 | 0 | 0 | 0 | 0 | 0 | 0 | 0 | [74 empty] | 0 | 0
|  |  |  | 2.0323 | 20.3233 | 0 | 0 | 0 | 0 | 0 | 0 | 0.173 | 0 | 20.323 | 20.323 | 0 | 0 | 0 | 0 | 0 | 0 | 0 | 0 | 0 | [74 empty] | 0 | 0
|  |  |  | 2.032 | 20.3195 | 0 | 0 | 0 | 0 | 0 | 0 | 0.173 | 0 | 20.319 | 20.319 | 0 | 0 | 0 | 0 | 0 | 0 | 0 | 0 | 0 | [74 empty] | 0 | 0
|  |  |  | 2.031 | 20.3098 | 0 | 0 | 0 | 0 | 0 | 0 | 0.173 | 0 | 20.31 | 20.31 | 0 | 0 | 0 | 0 | 0 | 0 | 0 | 0 | 0 | [74 empty] | 0 | 0
|  |  |  | 2.0366 | 20.3661 | 0 | 0 | 0 | 0 | 0 | 0 | 0.173 | 0 | 20.366 | 20.366 | 0 | 0 | 0 | 0 | 0 | 0 | 0 | 0 | 0 | [74 empty] | 0 | 0
|  |  |  | 2.036 | 20.3604 | 0 | 0 | 0 | 0 | 0 | 0 | 0.173 | 0 | 20.36 | 20.36 | 0 | 0 | 0 | 0 | 0 | 0 | 0 | 0 | 0 | [74 empty] | 0 | 0
|  |  |  | 1.9799 | 19.7988 | 0 | 0 | 0 | 0 | 0 | 0 | 0.173 | 0 | 19.799 | 19.799 | 0 | 0 | 0 | 0 | 0 | 0 | 0 | 0 | 0 | [74 empty] | 0 | 0
|  |  |  | 1.6957 | 16.9568 | 0 | 0 | 0 | 0 | 0 | 0 | 0.173 | 0 | 16.957 | 13.511 | 0 | 3.446 | 0 | 0 | 3.446 | 0 | 0 | 0 | 0 | [74 empty] | 12 | 0
|  |  |  | 1.6978 | 16.9781 | 0 | 0 | 0 | 0 | 0 | 0 | 0.173 | 0 | 16.978 | 0 | 0 | 19.703 | 0 | 2.725 | 16.978 | 0 | 0 | 0 | 0 | [74 empty] | 11 | 0
|  |  |  | 1.7008 | 17.0079 | 0 | 0 | 0 | 0 | 0 | 0 | 0.173 | 0 | 17.008 | 0 | 0 | 46.765 | 0 | 29.757 | 17.008 | 0 | 0 | 0 | 0 | [74 empty] | 10 | 0
|  |  |  | 1.7025 | 17.0252 | 0 | 0 | 0 | 0 | 0 | 0 | 0.173 | 0 | 17.025 | 0 | 0 | 56.275 | 0 | 39.249 | 17.026 | 0 | 0 | 0 | 0 | [74 empty] | 9 | 0
|  |  |  | 1.7152 | 17.1523 | 0 | 0 | 0 | 0 | 0 | 0 | 0.173 | 0 | 17.152 | 0 | 0 | 81.344 | 0 | 64.191 | 17.153 | 0 | 0 | 0 | 0 | [74 empty] | 8 | 0
|  |  |  | 2.1445 | 21.4452 | 0 | 0 | 0 | 0 | 0 | 0 | 0.173 | 0 | 21.445 | 0 | 0 | 68.475 | 0 | 47.03 | 21.445 | 0 | 0 | 0 | 0 | [74 empty] | 7 | 0
|  |  |  | 2.335 | 23.3503 | 0 | 0 | 0 | 0 | 0 | 0 | 0.173 | 0 | 23.35 | 0 | 0 | 88.992 | 0 | 65.642 | 23.35 | 0 | 0 | 0 | 0 | [74 empty] | 6 | 0
|  |  |  | 2.3282 | 23.2816 | 0 | 0 | 0 | 0 | 0 | 0 | 0.173 | 0 | 23.282 | 9.598 | 0 | 13.683 | 0 | 0 | 13.683 | 0 | 0 | 0 | 0 | [74 empty] | 5 | 0
|  |  |  | 2.4308 | 24.3085 | 0 | 0 | 0 | 0 | 0 | 0 | 0.173 | 0 | 24.308 | 0 | 0 | 57.452 | 0 | 33.144 | 24.308 | 0 | 0 | 0 | 0 | [74 empty] | 4 | 0
|  |  |  | 2.2011 | 22.0107 | 0 | 0 | 0 | 0 | 0 | 0 | 0.173 | 0 | 22.011 | 0 | 0 | 44.874 | 0 | 22.864 | 22.01 | 0 | 0 | 0 | 0 | [74 empty] | 3 | 0
|  |  |  | 2.0442 | 20.4424 | 0 | 0 | 0 | 0 | 0 | 0 | 0.173 | 0 | 20.442 | 0 | 0 | 25.215 | 0 | 4.772 | 20.443 | 0 | 0 | 0 | 0 | [74 empty] | 2 | 0
|  |  |  | 1.698 | 16.9804 | 0 | 0 | 0 | 0 | 0 | 0 | 0.173 | 0 | 16.98 | 13.65 | 0 | 3.33 | 0 | 0 | 3.33 | 0 | 0 | 0 | 0 | [74 empty] | 1 | 0
|  |  |  | 2.0448 | 20.4475 | 0 | 0 | 0 | 0 | 0 | 0 | 0.173 | 0 | 20.447 | 20.447 | 0 | 0 | 0 | 0 | 0 | 0 | 0 | 0 | 0 | [74 empty] | 0 | 0
|  |  |  | 2.0445 | 20.4447 | 0 | 0 | 0 | 0 | 0 | 0 | 0.173 | 0 | 20.445 | 20.445 | 0 | 0 | 0 | 0 | 0 | 0 | 0 | 0 | 0 | [74 empty] | 0 | 0
|  |  |  | 2.0402 | 20.4025 | 0 | 0 | 0 | 0 | 0 | 0 | 0.173 | 0 | 20.403 | 20.403 | 0 | 0 | 0 | 0 | 0 | 0 | 0 | 0 | 0 | [74 empty] | 0 | 0
|  |  |  | 2.0338 | 20.3383 | 0 | 0 | 0 | 0 | 0 | 0 | 0.173 | 0 | 20.338 | 20.338 | 0 | 0 | 0 | 0 | 0 | 0 | 0 | 0 | 0 | [74 empty] | 0 | 0
|  |  |  | 2.0464 | 20.4644 | 0 | 0 | 0 | 0 | 0 | 0 | 0.173 | 0 | 20.464 | 20.464 | 0 | 0 | 0 | 0 | 0 | 0 | 0 | 0 | 0 | [74 empty] | 0 | 0
|  |  |  | 2.0325 | 20.3252 | 0 | 0 | 0 | 0 | 0 | 0 | 0.173 | 0 | 20.325 | 20.325 | 0 | 0 | 0 | 0 | 0 | 0 | 0 | 0 | 0 | [74 empty] | 0 | 0
|  |  |  | 2.0318 | 20.3178 | 0 | 0 | 0 | 0 | 0 | 0 | 0.173 | 0 | 20.318 | 20.318 | 0 | 0 | 0 | 0 | 0 | 0 | 0 | 0 | 0 | [74 empty] | 0 | 0
|  |  |  | 2.0312 | 20.3116 | 0 | 0 | 0 | 0 | 0 | 0 | 0.173 | 0 | 20.312 | 20.312 | 0 | 0 | 0 | 0 | 0 | 0 | 0 | 0 | 0 | [74 empty] | 0 | 0
|  |  |  | 2.0307 | 20.3068 | 0 | 0 | 0 | 0 | 0 | 0 | 0.173 | 0 | 20.307 | 20.307 | 0 | 0 | 0 | 0 | 0 | 0 | 0 | 0 | 0 | [74 empty] | 0 | 0
|  |  |  | 2.0371 | 20.3707 | 0 | 0 | 0 | 0 | 0 | 0 | 0.173 | 0 | 20.371 | 20.371 | 0 | 0 | 0 | 0 | 0 | 0 | 0 | 0 | 0 | [74 empty] | 0 | 0
|  |  |  | 2.0362 | 20.3618 | 0 | 0 | 0 | 0 | 0 | 0 | 0.173 | 0 | 20.362 | 20.362 | 0 | 0 | 0 | 0 | 0 | 0 | 0 | 0 | 0 | [74 empty] | 0 | 0
|  |  |  | 1.9804 | 19.8038 | 0 | 0 | 0 | 0 | 0 | 0 | 0.173 | 0 | 19.804 | 19.804 | 0 | 0 | 0 | 0 | 0 | 0 | 0 | 0 | 0 | [74 empty] | 0 | 0
|  |  |  | 1.6965 | 16.9647 | 0 | 0 | 0 | 0 | 0 | 0 | 0.173 | 0 | 16.965 | 12.995 | 0 | 3.97 | 0 | 0 | 3.97 | 0 | 0 | 0 | 0 | [74 empty] | 12 | 0
|  |  |  | 1.6981 | 16.9814 | 0 | 0 | 0 | 0 | 0 | 0 | 0.173 | 0 | 16.981 | 0 | 0 | 27.076 | 0 | 10.094 | 16.982 | 0 | 0 | 0 | 0 | [74 empty] | 11 | 0
|  |  |  | 1.7008 | 17.0085 | 0 | 0 | 0 | 0 | 0 | 0 | 0.173 | 0 | 17.008 | 0 | 0 | 53.221 | 0 | 36.213 | 17.008 | 0 | 0 | 0 | 0 | [74 empty] | 10 | 0
|  |  |  | 1.7028 | 17.0276 | 0 | 0 | 0 | 0 | 0 | 0 | 0.173 | 0 | 17.028 | 0 | 0 | 74.466 | 0 | 57.438 | 17.028 | 0 | 0 | 0 | 0 | [74 empty] | 9 | 0
|  |  |  | 1.7157 | 17.1567 | 0 | 0 | 0 | 0 | 0 | 0 | 0.173 | 0 | 17.157 | 0 | 0 | 92.192 | 0 | 75.035 | 17.157 | 0 | 0 | 0 | 0 | [74 empty] | 8 | 0
|  |  |  | 2.4265 | 24.2649 | 0 | 0 | 0 | 0 | 0 | 0 | 0.173 | 0 | 24.265 | 0 | 0 | 99.389 | 0 | 75.125 | 24.264 | 0 | 0 | 0 | 0 | [74 empty] | 7 | 0
|  |  |  | 2.3447 | 23.4466 | 0 | 0 | 0 | 0 | 0 | 0 | 0.173 | 0 | 23.447 | 0 | 0 | 100.262 | 0 | 76.815 | 23.447 | 0 | 0 | 0 | 0 | [74 empty] | 6 | 0
|  |  |  | 2.2756 | 22.7559 | 0 | 0 | 0 | 0 | 0 | 0 | 0.173 | 0 | 22.756 | 0 | 0 | 94.969 | 0 | 72.213 | 22.756 | 0 | 0 | 0 | 0 | [74 empty] | 5 | 0
|  |  |  | 2.2867 | 22.867 | 0 | 0 | 0 | 0 | 0 | 0 | 0.173 | 0 | 22.867 | 0 | 0 | 83.001 | 0 | 60.134 | 22.867 | 0 | 0 | 0 | 0 | [74 empty] | 4 | 0
|  |  |  | 1.9955 | 19.955 | 0 | 0 | 0 | 0 | 0 | 0 | 0.173 | 0 | 19.955 | 0 | 0 | 64.171 | 0 | 44.216 | 19.955 | 0 | 0 | 0 | 0 | [74 empty] | 3 | 0
|  |  |  | 1.7619 | 17.6192 | 0 | 0 | 0 | 0 | 0 | 0 | 0.173 | 0 | 17.619 | 0 | 0 | 39.16 | 0 | 21.54 | 17.62 | 0 | 0 | 0 | 0 | [74 empty] | 2 | 0
|  |  |  | 1.6973 | 16.9734 | 0 | 0 | 0 | 0 | 0 | 0 | 0.173 | 0 | 16.973 | 3.712 | 0 | 13.262 | 0 | 0 | 13.262 | 0 | 0 | 0 | 0 | [74 empty] | 1 | 0
|  |  |  | 2.0431 | 20.431 | 0 | 0 | 0 | 0 | 0 | 0 | 0.173 | 0 | 20.431 | 20.431 | 0 | 0 | 0 | 0 | 0 | 0 | 0 | 0 | 0 | [74 empty] | 0 | 0
|  |  |  | 2.0418 | 20.4184 | 0 | 0 | 0 | 0 | 0 | 0 | 0.173 | 0 | 20.418 | 20.418 | 0 | 0 | 0 | 0 | 0 | 0 | 0 | 0 | 0 | [74 empty] | 0 | 0
|  |  |  | 2.0378 | 20.3784 | 0 | 0 | 0 | 0 | 0 | 0 | 0.173 | 0 | 20.378 | 20.378 | 0 | 0 | 0 | 0 | 0 | 0 | 0 | 0 | 0 | [74 empty] | 0 | 0
|  |  |  | 2.0321 | 20.3207 | 0 | 0 | 0 | 0 | 0 | 0 | 0.173 | 0 | 20.321 | 20.321 | 0 | 0 | 0 | 0 | 0 | 0 | 0 | 0 | 0 | [74 empty] | 0 | 0
|  |  |  | 2.0453 | 20.4527 | 0 | 0 | 0 | 0 | 0 | 0 | 0.173 | 0 | 20.453 | 20.453 | 0 | 0 | 0 | 0 | 0 | 0 | 0 | 0 | 0 | [74 empty] | 0 | 0
|  |  |  | 2.0315 | 20.3148 | 0 | 0 | 0 | 0 | 0 | 0 | 0.173 | 0 | 20.315 | 20.315 | 0 | 0 | 0 | 0 | 0 | 0 | 0 | 0 | 0 | [74 empty] | 0 | 0
|  |  |  | 2.0313 | 20.3128 | 0 | 0 | 0 | 0 | 0 | 0 | 0.173 | 0 | 20.313 | 20.313 | 0 | 0 | 0 | 0 | 0 | 0 | 0 | 0 | 0 | [74 empty] | 0 | 0
|  |  |  | 2.0311 | 20.3107 | 0 | 0 | 0 | 0 | 0 | 0 | 0.173 | 0 | 20.311 | 20.311 | 0 | 0 | 0 | 0 | 0 | 0 | 0 | 0 | 0 | [74 empty] | 0 | 0
|  |  |  | 2.0309 | 20.309 | 0 | 0 | 0 | 0 | 0 | 0 | 0.173 | 0 | 20.309 | 20.309 | 0 | 0 | 0 | 0 | 0 | 0 | 0 | 0 | 0 | [74 empty] | 0 | 0
|  |  |  | 2.0373 | 20.373 | 0 | 0 | 0 | 0 | 0 | 0 | 0.173 | 0 | 20.373 | 20.373 | 0 | 0 | 0 | 0 | 0 | 0 | 0 | 0 | 0 | [74 empty] | 0 | 0
|  |  |  | 2.0365 | 20.3649 | 0 | 0 | 0 | 0 | 0 | 0 | 0.173 | 0 | 20.365 | 20.365 | 0 | 0 | 0 | 0 | 0 | 0 | 0 | 0 | 0 | [74 empty] | 0 | 0
|  |  |  | 3.1623 | 31.623 | 0 | 0 | 0 | 0 | 0 | 0 | 0.173 | 0 | 31.623 | 31.623 | 0 | 0 | 0 | 0 | 0 | 0 | 0 | 0 | 0 | [74 empty] | 0 | 0
|  |  |  | 6.2138 | 62.1375 | 0 | 0 | 0 | 0 | 0 | 0 | 0.173 | 0 | 62.138 | 58.27 | 0 | 3.868 | 0 | 0 | 3.868 | 0 | 0 | 0 | 0 | [74 empty] | 0 | 0
|  |  |  | 7.6876 | 76.8761 | 0 | 0 | 0 | 0 | 0 | 0 | 0.173 | 0 | 76.876 | 50.004 | 0 | 26.872 | 0 | 0 | 26.872 | 0 | 0 | 0 | 0 | [74 empty] | 11 | 0
|  |  |  | 7.813 | 78.1305 | 0 | 0 | 0 | 0 | 0 | 0 | 0.173 | 0 | 78.13 | 24.502 | 0 | 53.628 | 0 | 0 | 53.628 | 0 | 0 | 0 | 0 | [74 empty] | 10 | 0
|  |  |  | 8.1222 | 81.2223 | 0 | 0 | 0 | 0 | 0 | 0 | 0.173 | 0 | 81.222 | 6.553 | 0 | 74.669 | 0 | 0 | 74.669 | 0 | 0 | 0 | 0 | [74 empty] | 9 | 0
|  |  |  | 8.3903 | 83.903 | 0 | 0 | 0 | 0 | 0 | 0 | 0.173 | 0 | 83.903 | 0 | 0 | 90.228 | 0 | 6.325 | 83.903 | 0 | 0 | 0 | 0 | [74 empty] | 8 | 0
|  |  |  | 8.6326 | 86.3259 | 0 | 0 | 0 | 0 | 0 | 0 | 0.173 | 0 | 86.326 | 0 | 0 | 97.921 | 0 | 11.595 | 86.326 | 0 | 0 | 0 | 0 | [74 empty] | 7 | 0
|  |  |  | 8.6658 | 86.6579 | 0 | 0 | 0 | 0 | 0 | 0 | 0.173 | 0 | 86.658 | 0 | 0 | 98.997 | 0 | 12.339 | 86.658 | 0 | 0 | 0 | 0 | [74 empty] | 6 | 0
|  |  |  | 8.7055 | 87.0553 | 0 | 0 | 0 | 0 | 0 | 0 | 0.173 | 0 | 87.055 | 0 | 0 | 90.345 | 0 | 3.289 | 87.056 | 0 | 0 | 0 | 0 | [74 empty] | 5 | 0
|  |  |  | 8.5053 | 85.0535 | 0 | 0 | 0 | 0 | 0 | 0 | 0.173 | 0 | 85.054 | 5.644 | 0 | 79.41 | 0 | 0 | 79.41 | 0 | 0 | 0 | 0 | [74 empty] | 4 | 0
|  |  |  | 8.0823 | 80.8228 | 0 | 0 | 0 | 0 | 0 | 0 | 0.173 | 0 | 80.823 | 17.001 | 0 | 63.822 | 0 | 0 | 63.822 | 0 | 0 | 0 | 0 | [74 empty] | 3 | 0
|  |  |  | 6.614 | 66.1401 | 0 | 0 | 0 | 0 | 0 | 0 | 0.173 | 0 | 66.14 | 26.253 | 0 | 39.887 | 0 | 0 | 39.887 | 0 | 0 | 0 | 0 | [74 empty] | 2 | 0
|  |  |  | 6.4034 | 64.034 | 0 | 0 | 0 | 0 | 0 | 0 | 0.173 | 0 | 64.034 | 50.365 | 0 | 13.669 | 0 | 0 | 13.669 | 0 | 0 | 0 | 0 | [74 empty] | 1 | 0
|  |  |  | 6.6343 | 66.3429 | 0 | 0 | 0 | 0 | 0 | 0 | 0.173 | 0 | 66.343 | 66.343 | 0 | 0 | 0 | 0 | 0 | 0 | 0 | 0 | 0 | [74 empty] | 0 | 0
|  |  |  | 6.6086 | 66.0856 | 0 | 0 | 0 | 0 | 0 | 0 | 0.173 | 0 | 66.086 | 66.086 | 0 | 0 | 0 | 0 | 0 | 0 | 0 | 0 | 0 | [74 empty] | 0 | 0
|  |  |  | 2.0359 | 20.3586 | 0 | 0 | 0 | 0 | 0 | 0 | 0.173 | 0 | 20.359 | 20.359 | 0 | 0 | 0 | 0 | 0 | 0 | 0 | 0 | 0 | [74 empty] | 0 | 0
|  |  |  | 2.0316 | 20.3161 | 0 | 0 | 0 | 0 | 0 | 0 | 0.173 | 0 | 20.316 | 20.316 | 0 | 0 | 0 | 0 | 0 | 0 | 0 | 0 | 0 | [74 empty] | 0 | 0
|  |  |  | 2.0461 | 20.4613 | 0 | 0 | 0 | 0 | 0 | 0 | 0.173 | 0 | 20.461 | 20.461 | 0 | 0 | 0 | 0 | 0 | 0 | 0 | 0 | 0 | [74 empty] | 0 | 0
|  |  |  | 2.0322 | 20.3221 | 0 | 0 | 0 | 0 | 0 | 0 | 0.173 | 0 | 20.322 | 20.322 | 0 | 0 | 0 | 0 | 0 | 0 | 0 | 0 | 0 | [74 empty] | 0 | 0
|  |  |  | 2.0323 | 20.3231 | 0 | 0 | 0 | 0 | 0 | 0 | 0.173 | 0 | 20.323 | 20.323 | 0 | 0 | 0 | 0 | 0 | 0 | 0 | 0 | 0 | [74 empty] | 0 | 0
|  |  |  | 2.0323 | 20.3226 | 0 | 0 | 0 | 0 | 0 | 0 | 0.173 | 0 | 20.323 | 20.323 | 0 | 0 | 0 | 0 | 0 | 0 | 0 | 0 | 0 | [74 empty] | 0 | 0
|  |  |  | 2.0319 | 20.3188 | 0 | 0 | 0 | 0 | 0 | 0 | 0.173 | 0 | 20.319 | 20.319 | 0 | 0 | 0 | 0 | 0 | 0 | 0 | 0 | 0 | [74 empty] | 0 | 0
|  |  |  | 2.0656 | 20.6564 | 0 | 0 | 0 | 0 | 0 | 0 | 0.173 | 0 | 20.656 | 20.656 | 0 | 0 | 0 | 0 | 0 | 0 | 0 | 0 | 0 | [74 empty] | 0 | 0
|  |  |  | 2.0596 | 20.5965 | 0 | 0 | 0 | 0 | 0 | 0 | 0.173 | 0 | 20.597 | 20.597 | 0 | 0 | 0 | 0 | 0 | 0 | 0 | 0 | 0 | [74 empty] | 0 | 0
|  |  |  | 3.1719 | 31.7189 | 0 | 0 | 0 | 0 | 0 | 0 | 0.173 | 0 | 31.719 | 31.719 | 0 | 0 | 0 | 0 | 0 | 0 | 0 | 0 | 0 | [74 empty] | 0 | 0
|  |  |  | 6.2135 | 62.1348 | 0 | 0 | 0 | 0 | 0 | 0 | 0.173 | 0 | 62.135 | 59.096 | 0 | 3.039 | 0 | 0 | 3.039 | 0 | 0 | 0 | 0 | [74 empty] | 0 | 0
|  |  |  | 7.7901 | 77.9008 | 0 | 0 | 0 | 0 | 0 | 0 | 0.173 | 0 | 77.901 | 59.724 | 0 | 18.177 | 0 | 0 | 18.177 | 0 | 0 | 0 | 0 | [74 empty] | 11 | 0
|  |  |  | 8.2303 | 82.3026 | 0 | 0 | 0 | 0 | 0 | 0 | 0.173 | 0 | 82.303 | 43.448 | 0 | 38.854 | 0 | 0 | 38.854 | 0 | 0 | 0 | 0 | [74 empty] | 10 | 0
|  |  |  | 8.7231 | 87.2309 | 0 | 0 | 0 | 0 | 0 | 0 | 0.173 | 0 | 87.231 | 11.82 | 0 | 75.411 | 0 | 0 | 75.411 | 0 | 0 | 0 | 0 | [74 empty] | 9 | 0
|  |  |  | 9.6669 | 96.6692 | 0 | 0 | 0 | 0 | 0 | 0 | 0.173 | 0 | 96.669 | 14.773 | 0 | 81.896 | 0 | 0 | 81.896 | 0 | 0 | 0 | 0 | [74 empty] | 8 | 0
|  |  |  | 10.542 | 105.42 | 0 | 0 | 0 | 0 | 0 | 0 | 0.173 | 0 | 105.42 | 17.053 | 0 | 88.367 | 0 | 0 | 88.367 | 0 | 0 | 0 | 0 | [74 empty] | 7 | 0
|  |  |  | 10.029 | 100.29 | 0 | 0 | 0 | 0 | 0 | 0 | 0.173 | 0 | 100.29 | 12.62 | 0 | 87.669 | 0 | 0 | 87.669 | 0 | 0 | 0 | 0 | [74 empty] | 6 | 0
|  |  |  | 9.4836 | 94.836 | 0 | 0 | 0 | 0 | 0 | 0 | 0.173 | 0 | 94.836 | 9.552 | 0 | 85.284 | 0 | 0 | 85.284 | 0 | 0 | 0 | 0 | [74 empty] | 5 | 0
|  |  |  | 9.2478 | 92.4776 | 0 | 0 | 0 | 0 | 0 | 0 | 0.173 | 0 | 92.478 | 25.224 | 0 | 67.253 | 0 | 0 | 67.253 | 0 | 0 | 0 | 0 | [74 empty] | 4 | 0
|  |  |  | 8.6627 | 86.6268 | 0 | 0 | 0 | 0 | 0 | 0 | 0.173 | 0 | 86.627 | 43.454 | 0 | 43.173 | 0 | 0 | 43.173 | 0 | 0 | 0 | 0 | [74 empty] | 3 | 0
|  |  |  | 6.875 | 68.7498 | 0 | 0 | 0 | 0 | 0 | 0 | 0.173 | 0 | 68.75 | 28.005 | 0 | 40.745 | 0 | 0 | 40.745 | 0 | 0 | 0 | 0 | [74 empty] | 2 | 0
|  |  |  | 6.6453 | 66.4533 | 0 | 0 | 0 | 0 | 0 | 0 | 0.173 | 0 | 66.453 | 57.031 | 0 | 9.423 | 0 | 0 | 9.423 | 0 | 0 | 0 | 0 | [74 empty] | 1 | 0
|  |  |  | 6.8505 | 68.5047 | 0 | 0 | 0 | 0 | 0 | 0 | 0.173 | 0 | 68.505 | 68.505 | 0 | 0 | 0 | 0 | 0 | 0 | 0 | 0 | 0 | [74 empty] | 0 | 0
|  |  |  | 6.7892 | 67.8915 | 0 | 0 | 0 | 0 | 0 | 0 | 0.173 | 0 | 67.892 | 67.892 | 0 | 0 | 0 | 0 | 0 | 0 | 0 | 0 | 0 | [74 empty] | 0 | 0
|  |  |  | 2.0313 | 20.3134 | 0 | 0 | 0 | 0 | 0 | 0 | 0.173 | 0 | 20.313 | 20.313 | 0 | 0 | 0 | 0 | 0 | 0 | 0 | 0 | 0 | [74 empty] | 0 | 0
|  |  |  | 2.0326 | 20.3256 | 0 | 0 | 0 | 0 | 0 | 0 | 0.173 | 0 | 20.326 | 20.326 | 0 | 0 | 0 | 0 | 0 | 0 | 0 | 0 | 0 | [74 empty] | 0 | 0
|  |  |  | 2.0469 | 20.4691 | 0 | 0 | 0 | 0 | 0 | 0 | 0.173 | 0 | 20.469 | 20.469 | 0 | 0 | 0 | 0 | 0 | 0 | 0 | 0 | 0 | [74 empty] | 0 | 0
|  |  |  | 2.0325 | 20.325 | 0 | 0 | 0 | 0 | 0 | 0 | 0.173 | 0 | 20.325 | 20.325 | 0 | 0 | 0 | 0 | 0 | 0 | 0 | 0 | 0 | [74 empty] | 0 | 0
|  |  |  | 2.032 | 20.3197 | 0 | 0 | 0 | 0 | 0 | 0 | 0.173 | 0 | 20.32 | 20.32 | 0 | 0 | 0 | 0 | 0 | 0 | 0 | 0 | 0 | [74 empty] | 0 | 0
|  |  |  | 2.0314 | 20.3141 | 0 | 0 | 0 | 0 | 0 | 0 | 0.173 | 0 | 20.314 | 20.314 | 0 | 0 | 0 | 0 | 0 | 0 | 0 | 0 | 0 | [74 empty] | 0 | 0
|  |  |  | 2.0313 | 20.3134 | 0 | 0 | 0 | 0 | 0 | 0 | 0.173 | 0 | 20.313 | 20.313 | 0 | 0 | 0 | 0 | 0 | 0 | 0 | 0 | 0 | [74 empty] | 0 | 0
|  |  |  | 2.0382 | 20.3818 | 0 | 0 | 0 | 0 | 0 | 0 | 0.173 | 0 | 20.382 | 20.382 | 0 | 0 | 0 | 0 | 0 | 0 | 0 | 0 | 0 | [74 empty] | 0 | 0
|  |  |  | 2.0373 | 20.3733 | 0 | 0 | 0 | 0 | 0 | 0 | 0.173 | 0 | 20.373 | 20.373 | 0 | 0 | 0 | 0 | 0 | 0 | 0 | 0 | 0 | [74 empty] | 0 | 0
|  |  |  | 3.1601 | 31.6006 | 0 | 0 | 0 | 0 | 0 | 0 | 0.173 | 0 | 31.601 | 31.601 | 0 | 0 | 0 | 0 | 0 | 0 | 0 | 0 | 0 | [74 empty] | 0 | 0
|  |  |  | 6.2348 | 62.348 | 0 | 0 | 0 | 0 | 0 | 0 | 0.173 | 0 | 62.348 | 62.348 | 0 | 0 | 0 | 0 | 0 | 0 | 0 | 0 | 0 | [74 empty] | 0 | 0
|  |  |  | 7.9759 | 79.7587 | 0 | 0 | 0 | 0 | 0 | 0 | 0.173 | 0 | 79.759 | 59.488 | 0 | 20.271 | 0 | 0 | 20.271 | 0 | 0 | 0 | 0 | [74 empty] | 10 | 0
|  |  |  | 8.4799 | 84.7991 | 0 | 0 | 0 | 0 | 0 | 0 | 0.173 | 0 | 84.799 | 61.984 | 0 | 22.815 | 0 | 0 | 22.815 | 0 | 0 | 0 | 0 | [74 empty] | 9 | 0
|  |  |  | 9.1579 | 91.5788 | 0 | 0 | 0 | 0 | 0 | 0 | 0.173 | 0 | 91.579 | 74.755 | 0 | 16.824 | 0 | 0 | 16.824 | 0 | 0 | 0 | 0 | [74 empty] | 8 | 0
|  |  |  | 10.1493 | 101.493 | 0 | 0 | 0 | 0 | 0 | 0 | 0.173 | 0 | 101.493 | 73.283 | 0 | 28.21 | 0 | 0 | 28.21 | 0 | 0 | 0 | 0 | [74 empty] | 7 | 0
|  |  |  | 10.6203 | 106.203 | 0 | 0 | 0 | 0 | 0 | 0 | 0.173 | 0 | 106.203 | 46.468 | 0 | 59.735 | 0 | 0 | 59.735 | 0 | 0 | 0 | 0 | [74 empty] | 6 | 0
|  |  |  | 10.5436 | 105.436 | 0 | 0 | 0 | 0 | 0 | 0 | 0.173 | 0 | 105.436 | 23.22 | 0 | 82.216 | 0 | 0 | 82.216 | 0 | 0 | 0 | 0 | [74 empty] | 5 | 0
|  |  |  | 10.2514 | 102.514 | 0 | 0 | 0 | 0 | 0 | 0 | 0.173 | 0 | 102.514 | 13.579 | 0 | 88.934 | 0 | 0 | 88.934 | 0 | 0 | 0 | 0 | [74 empty] | 4 | 0
|  |  |  | 9.9578 | 99.5781 | 0 | 0 | 0 | 0 | 0 | 0 | 0.173 | 0 | 99.578 | 46.575 | 0 | 53.003 | 0 | 0 | 53.003 | 0 | 0 | 0 | 0 | [74 empty] | 3 | 0
|  |  |  | 9.6668 | 96.6676 | 0 | 0 | 0 | 0 | 0 | 0 | 0.173 | 0 | 96.668 | 46.849 | 0 | 49.818 | 0 | 0 | 49.818 | 0 | 0 | 0 | 0 | [74 empty] | 2 | 0
|  |  |  | 7.3029 | 73.0291 | 0 | 0 | 0 | 0 | 0 | 0 | 0.173 | 0 | 73.029 | 61.033 | 0 | 11.997 | 0 | 0 | 11.997 | 0 | 0 | 0 | 0 | [74 empty] | 1 | 0
|  |  |  | 6.9568 | 69.5681 | 0 | 0 | 0 | 0 | 0 | 0 | 0.173 | 0 | 69.568 | 69.568 | 0 | 0 | 0 | 0 | 0 | 0 | 0 | 0 | 0 | [74 empty] | 0 | 0
|  |  |  | 7.1428 | 71.4281 | 0 | 0 | 0 | 0 | 0 | 0 | 0.173 | 0 | 71.428 | 71.428 | 0 | 0 | 0 | 0 | 0 | 0 | 0 | 0 | 0 | [74 empty] | 0 | 0
|  |  |  | 7.1178 | 71.1778 | 0 | 0 | 0 | 0 | 0 | 0 | 0.173 | 0 | 71.178 | 71.178 | 0 | 0 | 0 | 0 | 0 | 0 | 0 | 0 | 0 | [74 empty] | 0 | 0
|  |  |  | 2.0374 | 20.3736 | 0 | 0 | 0 | 0 | 0 | 0 | 0.173 | 0 | 20.374 | 20.374 | 0 | 0 | 0 | 0 | 0 | 0 | 0 | 0 | 0 | [74 empty] | 0 | 0
|  |  |  | 2.0332 | 20.3315 | 0 | 0 | 0 | 0 | 0 | 0 | 0.173 | 0 | 20.331 | 20.331 | 0 | 0 | 0 | 0 | 0 | 0 | 0 | 0 | 0 | [74 empty] | 0 | 0
|  |  |  | 2.0482 | 20.4814 | 0 | 0 | 0 | 0 | 0 | 0 | 0.173 | 0 | 20.481 | 20.481 | 0 | 0 | 0 | 0 | 0 | 0 | 0 | 0 | 0 | [74 empty] | 0 | 0
|  |  |  | 2.0337 | 20.3371 | 0 | 0 | 0 | 0 | 0 | 0 | 0.173 | 0 | 20.337 | 20.337 | 0 | 0 | 0 | 0 | 0 | 0 | 0 | 0 | 0 | [74 empty] | 0 | 0
|  |  |  | 2.0332 | 20.3317 | 0 | 0 | 0 | 0 | 0 | 0 | 0.173 | 0 | 20.332 | 20.332 | 0 | 0 | 0 | 0 | 0 | 0 | 0 | 0 | 0 | [74 empty] | 0 | 0
|  |  |  | 2.0327 | 20.3274 | 0 | 0 | 0 | 0 | 0 | 0 | 0.173 | 0 | 20.327 | 20.327 | 0 | 0 | 0 | 0 | 0 | 0 | 0 | 0 | 0 | [74 empty] | 0 | 0
|  |  |  | 2.0326 | 20.3255 | 0 | 0 | 0 | 0 | 0 | 0 | 0.173 | 0 | 20.325 | 20.325 | 0 | 0 | 0 | 0 | 0 | 0 | 0 | 0 | 0 | [74 empty] | 0 | 0
|  |  |  | 2.04 | 20.4004 | 0 | 0 | 0 | 0 | 0 | 0 | 0.173 | 0 | 20.4 | 20.4 | 0 | 0 | 0 | 0 | 0 | 0 | 0 | 0 | 0 | [74 empty] | 0 | 0
|  |  |  | 2.0395 | 20.3952 | 0 | 0 | 0 | 0 | 0 | 0 | 0.173 | 0 | 20.395 | 20.395 | 0 | 0 | 0 | 0 | 0 | 0 | 0 | 0 | 0 | [74 empty] | 0 | 0
|  |  |  | 3.2385 | 32.3851 | 0 | 0 | 0 | 0 | 0 | 0 | 0.173 | 0 | 32.385 | 32.385 | 0 | 0 | 0 | 0 | 0 | 0 | 0 | 0 | 0 | [74 empty] | 0 | 0
|  |  |  | 6.4367 | 64.3672 | 0 | 0 | 0 | 0 | 0 | 0 | 0.173 | 0 | 64.367 | 59.016 | 0 | 5.351 | 0 | 0 | 5.351 | 0 | 0 | 0 | 0 | [74 empty] | 0 | 0
|  |  |  | 8.1531 | 81.5309 | 0 | 0 | 0 | 0 | 0 | 0 | 0.173 | 0 | 81.531 | 81.167 | 0 | 0.364 | 0 | 0 | 0.364 | 0 | 0 | 0 | 0 | [74 empty] | 0 | 0
|  |  |  | 8.6044 | 86.0439 | 0 | 0 | 0 | 0 | 0 | 0 | 0.173 | 0 | 86.044 | 86.044 | 0 | 0 | 0 | 0 | 0 | 0 | 0 | 0 | 0 | [74 empty] | 0 | 0
|  |  |  | 9.4326 | 94.3263 | 0 | 0 | 0 | 0 | 0 | 0 | 0.173 | 0 | 94.326 | 12.357 | 0 | 81.969 | 0 | 0 | 81.969 | 0 | 0 | 0 | 0 | [74 empty] | 2 | 0
|  |  |  | 10.4532 | 104.532 | 0 | 0 | 0 | 0 | 0 | 0 | 0.173 | 0 | 104.532 | 58.611 | 0 | 45.921 | 0 | 0 | 45.921 | 0 | 0 | 0 | 0 | [74 empty] | 1 | 0
|  |  |  | 11.5768 | 115.768 | 0 | 0 | 0 | 0 | 0 | 0 | 0.173 | 0 | 115.768 | 107.552 | 0 | 8.216 | 0 | 0 | 8.216 | 0 | 0 | 0 | 0 | [74 empty] | 0 | 0
|  |  |  | 12.0958 | 120.958 | 0 | 0 | 0 | 0 | 0 | 0 | 0.173 | 0 | 120.958 | 10.008 | 0 | 110.95 | 0 | 0 | 110.95 | 0 | 0 | 0 | 0 | [74 empty] | 6 | 0
|  |  |  | 11.6944 | 116.944 | 0 | 0 | 0 | 0 | 0 | 0 | 0.173 | 0 | 116.944 | 87.498 | 0 | 29.446 | 0 | 0 | 29.446 | 0 | 0 | 0 | 0 | [74 empty] | 5 | 0
|  |  |  | 10.6396 | 106.396 | 0 | 0 | 0 | 0 | 0 | 0 | 0.173 | 0 | 106.396 | 41.557 | 0 | 64.839 | 0 | 0 | 64.839 | 0 | 0 | 0 | 0 | [74 empty] | 4 | 0
|  |  |  | 9.8237 | 98.2368 | 0 | 0 | 0 | 0 | 0 | 0 | 0.173 | 0 | 98.237 | 28.599 | 0 | 69.638 | 0 | 0 | 69.638 | 0 | 0 | 0 | 0 | [74 empty] | 3 | 0
|  |  |  | 7.731 | 77.3104 | 0 | 0 | 0 | 0 | 0 | 0 | 0.173 | 0 | 77.31 | 41.684 | 0 | 35.626 | 0 | 0 | 35.626 | 0 | 0 | 0 | 0 | [74 empty] | 2 | 0
|  |  |  | 7.009 | 70.0898 | 0 | 0 | 0 | 0 | 0 | 0 | 0.173 | 0 | 70.09 | 56.944 | 0 | 13.145 | 0 | 0 | 13.145 | 0 | 0 | 0 | 0 | [74 empty] | 1 | 0
|  |  |  | 7.0925 | 70.9246 | 0 | 0 | 0 | 0 | 0 | 0 | 0.173 | 0 | 70.925 | 70.925 | 0 | 0 | 0 | 0 | 0 | 0 | 0 | 0 | 0 | [74 empty] | 0 | 0
|  |  |  | 7.0377 | 70.3765 | 0 | 0 | 0 | 0 | 0 | 0 | 0.173 | 0 | 70.376 | 70.376 | 0 | 0 | 0 | 0 | 0 | 0 | 0 | 0 | 0 | [74 empty] | 0 | 0
|  |  |  | 2.0375 | 20.3751 | 0 | 0 | 0 | 0 | 0 | 0 | 0.173 | 0 | 20.375 | 20.375 | 0 | 0 | 0 | 0 | 0 | 0 | 0 | 0 | 0 | [74 empty] | 0 | 0
|  |  |  | 2.0333 | 20.3328 | 0 | 0 | 0 | 0 | 0 | 0 | 0.173 | 0 | 20.333 | 20.333 | 0 | 0 | 0 | 0 | 0 | 0 | 0 | 0 | 0 | [74 empty] | 0 | 0
|  |  |  | 2.0479 | 20.4786 | 0 | 0 | 0 | 0 | 0 | 0 | 0.173 | 0 | 20.479 | 20.479 | 0 | 0 | 0 | 0 | 0 | 0 | 0 | 0 | 0 | [74 empty] | 0 | 0
|  |  |  | 2.0335 | 20.3355 | 0 | 0 | 0 | 0 | 0 | 0 | 0.173 | 0 | 20.336 | 20.336 | 0 | 0 | 0 | 0 | 0 | 0 | 0 | 0 | 0 | [74 empty] | 0 | 0
|  |  |  | 2.0335 | 20.3345 | 0 | 0 | 0 | 0 | 0 | 0 | 0.173 | 0 | 20.334 | 20.334 | 0 | 0 | 0 | 0 | 0 | 0 | 0 | 0 | 0 | [74 empty] | 0 | 0
|  |  |  | 2.0329 | 20.3292 | 0 | 0 | 0 | 0 | 0 | 0 | 0.173 | 0 | 20.329 | 20.329 | 0 | 0 | 0 | 0 | 0 | 0 | 0 | 0 | 0 | [74 empty] | 0 | 0
|  |  |  | 2.0327 | 20.327 | 0 | 0 | 0 | 0 | 0 | 0 | 0.173 | 0 | 20.327 | 20.327 | 0 | 0 | 0 | 0 | 0 | 0 | 0 | 0 | 0 | [74 empty] | 0 | 0
|  |  |  | 2.0687 | 20.6872 | 0 | 0 | 0 | 0 | 0 | 0 | 0.173 | 0 | 20.687 | 20.687 | 0 | 0 | 0 | 0 | 0 | 0 | 0 | 0 | 0 | [74 empty] | 0 | 0
|  |  |  | 2.0623 | 20.6229 | 0 | 0 | 0 | 0 | 0 | 0 | 0.173 | 0 | 20.623 | 20.623 | 0 | 0 | 0 | 0 | 0 | 0 | 0 | 0 | 0 | [74 empty] | 0 | 0
|  |  |  | 3.1829 | 31.8286 | 0 | 0 | 0 | 0 | 0 | 0 | 0.173 | 0 | 31.829 | 31.829 | 0 | 0 | 0 | 0 | 0 | 0 | 0 | 0 | 0 | [74 empty] | 0 | 0
|  |  |  | 6.5476 | 65.4764 | 0 | 0 | 0 | 0 | 0 | 0 | 0.173 | 0 | 65.476 | 59.674 | 0 | 5.802 | 0 | 0 | 5.802 | 0 | 0 | 0 | 0 | [74 empty] | 0 | 0
|  |  |  | 8.466 | 84.6602 | 0 | 0 | 0 | 0 | 0 | 0 | 0.173 | 0 | 84.66 | 54.691 | 0 | 29.97 | 0 | 0 | 29.97 | 0 | 0 | 0 | 0 | [74 empty] | 11 | 0
|  |  |  | 9.1114 | 91.1142 | 0 | 0 | 0 | 0 | 0 | 0 | 0.173 | 0 | 91.114 | 32.862 | 0 | 58.252 | 0 | 0 | 58.252 | 0 | 0 | 0 | 0 | [74 empty] | 10 | 0
|  |  |  | 10.4963 | 104.963 | 0 | 0 | 0 | 0 | 0 | 0 | 0.173 | 0 | 104.963 | 43.831 | 0 | 61.131 | 0 | 0 | 61.131 | 0 | 0 | 0 | 0 | [74 empty] | 9 | 0
|  |  |  | 11.71 | 117.1 | 0 | 0 | 0 | 0 | 0 | 0 | 0.173 | 0 | 117.1 | 30.841 | 0 | 86.259 | 0 | 0 | 86.259 | 0 | 0 | 0 | 0 | [74 empty] | 8 | 0
|  |  |  | 12.0988 | 120.988 | 0 | 0 | 0 | 0 | 0 | 0 | 0.173 | 0 | 120.988 | 26.339 | 0 | 94.649 | 0 | 0 | 94.649 | 0 | 0 | 0 | 0 | [74 empty] | 7 | 0
|  |  |  | 11.5437 | 115.437 | 0 | 0 | 0 | 0 | 0 | 0 | 0.173 | 0 | 115.437 | 32.173 | 0 | 83.263 | 0 | 0 | 83.263 | 0 | 0 | 0 | 0 | [74 empty] | 6 | 0
|  |  |  | 11.6827 | 116.827 | 0 | 0 | 0 | 0 | 0 | 0 | 0.173 | 0 | 116.827 | 34.844 | 0 | 81.984 | 0 | 0 | 81.984 | 0 | 0 | 0 | 0 | [74 empty] | 5 | 0
|  |  |  | 11.9197 | 119.197 | 0 | 0 | 0 | 0 | 0 | 0 | 0.173 | 0 | 119.197 | 101.718 | 0 | 17.479 | 0 | 0 | 17.479 | 0 | 0 | 0 | 0 | [74 empty] | 4 | 0
|  |  |  | 11.3193 | 113.193 | 0 | 0 | 0 | 0 | 0 | 0 | 0.173 | 0 | 113.193 | 95.627 | 0 | 17.566 | 0 | 0 | 17.566 | 0 | 0 | 0 | 0 | [74 empty] | 3 | 0
|  |  |  | 8.5563 | 85.5633 | 0 | 0 | 0 | 0 | 0 | 0 | 0.173 | 0 | 85.563 | 42.318 | 0 | 43.246 | 0 | 0 | 43.246 | 0 | 0 | 0 | 0 | [74 empty] | 2 | 0
|  |  |  | 7.3283 | 73.2827 | 0 | 0 | 0 | 0 | 0 | 0 | 0.173 | 0 | 73.283 | 58.087 | 0 | 15.196 | 0 | 0 | 15.196 | 0 | 0 | 0 | 0 | [74 empty] | 1 | 0
|  |  |  | 7.1151 | 71.1513 | 0 | 0 | 0 | 0 | 0 | 0 | 0.173 | 0 | 71.151 | 71.151 | 0 | 0 | 0 | 0 | 0 | 0 | 0 | 0 | 0 | [74 empty] | 0 | 0
|  |  |  | 6.8871 | 68.8707 | 0 | 0 | 0 | 0 | 0 | 0 | 0.173 | 0 | 68.871 | 68.871 | 0 | 0 | 0 | 0 | 0 | 0 | 0 | 0 | 0 | [74 empty] | 0 | 0
|  |  |  | 2.0321 | 20.3206 | 0 | 0 | 0 | 0 | 0 | 0 | 0.173 | 0 | 20.321 | 20.321 | 0 | 0 | 0 | 0 | 0 | 0 | 0 | 0 | 0 | [74 empty] | 0 | 0
|  |  |  | 2.0328 | 20.328 | 0 | 0 | 0 | 0 | 0 | 0 | 0.173 | 0 | 20.328 | 20.328 | 0 | 0 | 0 | 0 | 0 | 0 | 0 | 0 | 0 | [74 empty] | 0 | 0
|  |  |  | 2.0474 | 20.4738 | 0 | 0 | 0 | 0 | 0 | 0 | 0.173 | 0 | 20.474 | 20.474 | 0 | 0 | 0 | 0 | 0 | 0 | 0 | 0 | 0 | [74 empty] | 0 | 0
|  |  |  | 2.0328 | 20.3282 | 0 | 0 | 0 | 0 | 0 | 0 | 0.173 | 0 | 20.328 | 20.328 | 0 | 0 | 0 | 0 | 0 | 0 | 0 | 0 | 0 | [74 empty] | 0 | 0
|  |  |  | 2.0326 | 20.3262 | 0 | 0 | 0 | 0 | 0 | 0 | 0.173 | 0 | 20.326 | 20.326 | 0 | 0 | 0 | 0 | 0 | 0 | 0 | 0 | 0 | [74 empty] | 0 | 0
|  |  |  | 2.0323 | 20.3234 | 0 | 0 | 0 | 0 | 0 | 0 | 0.173 | 0 | 20.323 | 20.323 | 0 | 0 | 0 | 0 | 0 | 0 | 0 | 0 | 0 | [74 empty] | 0 | 0
|  |  |  | 2.0321 | 20.3209 | 0 | 0 | 0 | 0 | 0 | 0 | 0.173 | 0 | 20.321 | 20.321 | 0 | 0 | 0 | 0 | 0 | 0 | 0 | 0 | 0 | [74 empty] | 0 | 0
|  |  |  | 2.0387 | 20.3874 | 0 | 0 | 0 | 0 | 0 | 0 | 0.173 | 0 | 20.387 | 20.387 | 0 | 0 | 0 | 0 | 0 | 0 | 0 | 0 | 0 | [74 empty] | 0 | 0
|  |  |  | 2.0379 | 20.3786 | 0 | 0 | 0 | 0 | 0 | 0 | 0.173 | 0 | 20.379 | 20.379 | 0 | 0 | 0 | 0 | 0 | 0 | 0 | 0 | 0 | [74 empty] | 0 | 0
|  |  |  | 1.9248 | 19.2477 | 0 | 0 | 0 | 0 | 0 | 0 | 0.173 | 0 | 19.248 | 19.248 | 0 | 0 | 0 | 0 | 0 | 0 | 0 | 0 | 0 | [74 empty] | 0 | 0
|  |  |  | 1.6972 | 16.972 | 0 | 0 | 0 | 0 | 0 | 0 | 0.173 | 0 | 16.972 | 12.581 | 0 | 4.391 | 0 | 0 | 4.391 | 0 | 0 | 0 | 0 | [74 empty] | 12 | 0
|  |  |  | 1.6983 | 16.9831 | 0 | 0 | 0 | 0 | 0 | 0 | 0.173 | 0 | 16.983 | 0 | 0 | 18.947 | 0 | 1.964 | 16.983 | 0 | 0 | 0 | 0 | [74 empty] | 11 | 0
|  |  |  | 1.6995 | 16.995 | 0 | 0 | 0 | 0 | 0 | 0 | 0.173 | 0 | 16.995 | 0 | 0 | 43.74 | 0 | 26.745 | 16.995 | 0 | 0 | 0 | 0 | [74 empty] | 10 | 0
|  |  |  | 1.7003 | 17.0026 | 0 | 0 | 0 | 0 | 0 | 0 | 0.173 | 0 | 17.003 | 0 | 0 | 56.551 | 0 | 39.548 | 17.003 | 0 | 0 | 0 | 0 | [74 empty] | 9 | 0
|  |  |  | 1.713 | 17.1305 | 0 | 0 | 0 | 0 | 0 | 0 | 0.173 | 0 | 17.131 | 0 | 0 | 83.947 | 0 | 66.816 | 17.131 | 0 | 0 | 0 | 0 | [74 empty] | 8 | 0
|  |  |  | 1.6996 | 16.9957 | 0 | 0 | 0 | 0 | 0 | 0 | 0.173 | 0 | 16.996 | 0 | 0 | 88.425 | 0 | 71.43 | 16.995 | 0 | 0 | 0 | 0 | [74 empty] | 7 | 0
|  |  |  | 1.7008 | 17.0076 | 0 | 0 | 0 | 0 | 0 | 0 | 0.173 | 0 | 17.008 | 0 | 0 | 87 | 0 | 69.993 | 17.007 | 0 | 0 | 0 | 0 | [74 empty] | 6 | 0
|  |  |  | 1.7414 | 17.4142 | 0 | 0 | 0 | 0 | 0 | 0 | 0.173 | 0 | 17.414 | 0 | 0 | 86.186 | 0 | 68.772 | 17.414 | 0 | 0 | 0 | 0 | [74 empty] | 5 | 0
|  |  |  | 1.8086 | 18.0861 | 0 | 0 | 0 | 0 | 0 | 0 | 0.173 | 0 | 18.086 | 0 | 0 | 73.782 | 0 | 55.696 | 18.086 | 0 | 0 | 0 | 0 | [74 empty] | 4 | 0
|  |  |  | 1.8837 | 18.8373 | 0 | 0 | 0 | 0 | 0 | 0 | 0.173 | 0 | 18.837 | 0 | 0 | 65.13 | 0 | 46.293 | 18.837 | 0 | 0 | 0 | 0 | [74 empty] | 3 | 0
|  |  |  | 1.697 | 16.97 | 0 | 0 | 0 | 0 | 0 | 0 | 0.173 | 0 | 16.97 | 0 | 0 | 39.683 | 0 | 22.713 | 16.97 | 0 | 0 | 0 | 0 | [74 empty] | 2 | 0
|  |  |  | 1.6964 | 16.964 | 0 | 0 | 0 | 0 | 0 | 0 | 0.173 | 0 | 16.964 | 5.898 | 0 | 11.066 | 0 | 0 | 11.066 | 0 | 0 | 0 | 0 | [74 empty] | 1 | 0
|  |  |  | 2.0421 | 20.4206 | 0 | 0 | 0 | 0 | 0 | 0 | 0.173 | 0 | 20.421 | 20.421 | 0 | 0 | 0 | 0 | 0 | 0 | 0 | 0 | 0 | [74 empty] | 0 | 0
|  |  |  | 2.0409 | 20.4092 | 0 | 0 | 0 | 0 | 0 | 0 | 0.173 | 0 | 20.409 | 20.409 | 0 | 0 | 0 | 0 | 0 | 0 | 0 | 0 | 0 | [74 empty] | 0 | 0
|  |  |  | 2.0372 | 20.3716 | 0 | 0 | 0 | 0 | 0 | 0 | 0.173 | 0 | 20.372 | 20.372 | 0 | 0 | 0 | 0 | 0 | 0 | 0 | 0 | 0 | [74 empty] | 0 | 0
|  |  |  | 2.0314 | 20.3142 | 0 | 0 | 0 | 0 | 0 | 0 | 0.173 | 0 | 20.314 | 20.314 | 0 | 0 | 0 | 0 | 0 | 0 | 0 | 0 | 0 | [74 empty] | 0 | 0
|  |  |  | 2.0448 | 20.4475 | 0 | 0 | 0 | 0 | 0 | 0 | 0.173 | 0 | 20.448 | 20.448 | 0 | 0 | 0 | 0 | 0 | 0 | 0 | 0 | 0 | [74 empty] | 0 | 0
|  |  |  | 2.031 | 20.3103 | 0 | 0 | 0 | 0 | 0 | 0 | 0.173 | 0 | 20.31 | 20.31 | 0 | 0 | 0 | 0 | 0 | 0 | 0 | 0 | 0 | [74 empty] | 0 | 0
|  |  |  | 2.0309 | 20.3092 | 0 | 0 | 0 | 0 | 0 | 0 | 0.173 | 0 | 20.309 | 20.309 | 0 | 0 | 0 | 0 | 0 | 0 | 0 | 0 | 0 | [74 empty] | 0 | 0
|  |  |  | 2.031 | 20.3098 | 0 | 0 | 0 | 0 | 0 | 0 | 0.173 | 0 | 20.31 | 20.31 | 0 | 0 | 0 | 0 | 0 | 0 | 0 | 0 | 0 | [74 empty] | 0 | 0
|  |  |  | 2.0309 | 20.3085 | 0 | 0 | 0 | 0 | 0 | 0 | 0.173 | 0 | 20.309 | 20.309 | 0 | 0 | 0 | 0 | 0 | 0 | 0 | 0 | 0 | [74 empty] | 0 | 0
|  |  |  | 2.0375 | 20.3753 | 0 | 0 | 0 | 0 | 0 | 0 | 0.173 | 0 | 20.375 | 20.375 | 0 | 0 | 0 | 0 | 0 | 0 | 0 | 0 | 0 | [74 empty] | 0 | 0
|  |  |  | 2.0366 | 20.3659 | 0 | 0 | 0 | 0 | 0 | 0 | 0.173 | 0 | 20.366 | 20.366 | 0 | 0 | 0 | 0 | 0 | 0 | 0 | 0 | 0 | [74 empty] | 0 | 0
|  |  |  | 1.9235 | 19.2349 | 0 | 0 | 0 | 0 | 0 | 0 | 0.173 | 0 | 19.235 | 19.235 | 0 | 0 | 0 | 0 | 0 | 0 | 0 | 0 | 0 | [74 empty] | 0 | 0
|  |  |  | 1.6958 | 16.9577 | 0 | 0 | 0 | 0 | 0 | 0 | 0.173 | 0 | 16.958 | 10.632 | 0 | 6.325 | 0 | 0 | 6.325 | 0 | 0 | 0 | 0 | [74 empty] | 12 | 0
|  |  |  | 1.6969 | 16.9692 | 0 | 0 | 0 | 0 | 0 | 0 | 0.173 | 0 | 16.969 | 0 | 0 | 30.74 | 0 | 13.771 | 16.969 | 0 | 0 | 0 | 0 | [74 empty] | 11 | 0
|  |  |  | 1.6985 | 16.985 | 0 | 0 | 0 | 0 | 0 | 0 | 0.173 | 0 | 16.985 | 0 | 0 | 57.351 | 0 | 40.366 | 16.985 | 0 | 0 | 0 | 0 | [74 empty] | 10 | 0
|  |  |  | 1.6992 | 16.9924 | 0 | 0 | 0 | 0 | 0 | 0 | 0.173 | 0 | 16.992 | 0 | 0 | 77.854 | 0 | 60.861 | 16.993 | 0 | 0 | 0 | 0 | [74 empty] | 9 | 0
|  |  |  | 1.7126 | 17.1262 | 0 | 0 | 0 | 0 | 0 | 0 | 0.173 | 0 | 17.126 | 0 | 0 | 88.44 | 0 | 71.314 | 17.126 | 0 | 0 | 0 | 0 | [74 empty] | 8 | 0
|  |  |  | 1.6989 | 16.9895 | 0 | 0 | 0 | 0 | 0 | 0 | 0.173 | 0 | 16.989 | 0 | 0 | 94.445 | 0 | 77.456 | 16.989 | 0 | 0 | 0 | 0 | [74 empty] | 7 | 0
|  |  |  | 1.7889 | 17.889 | 0 | 0 | 0 | 0 | 0 | 0 | 0.173 | 0 | 17.889 | 0 | 0 | 94.925 | 0 | 77.036 | 17.889 | 0 | 0 | 0 | 0 | [74 empty] | 6 | 0
|  |  |  | 1.8414 | 18.414 | 0 | 0 | 0 | 0 | 0 | 0 | 0.173 | 0 | 18.414 | 0 | 0 | 90.112 | 0 | 71.698 | 18.414 | 0 | 0 | 0 | 0 | [74 empty] | 5 | 0
|  |  |  | 1.8749 | 18.7488 | 0 | 0 | 0 | 0 | 0 | 0 | 0.173 | 0 | 18.749 | 0 | 0 | 82.303 | 0 | 63.555 | 18.748 | 0 | 0 | 0 | 0 | [74 empty] | 4 | 0
|  |  |  | 1.752 | 17.5204 | 0 | 0 | 0 | 0 | 0 | 0 | 0.173 | 0 | 17.52 | 0 | 0 | 65.174 | 0 | 47.653 | 17.521 | 0 | 0 | 0 | 0 | [74 empty] | 3 | 0
|  |  |  | 1.7873 | 17.873 | 0 | 0 | 0 | 0 | 0 | 0 | 0.173 | 0 | 17.873 | 0 | 0 | 41.195 | 0 | 23.322 | 17.873 | 0 | 0 | 0 | 0 | [74 empty] | 2 | 0
|  |  |  | 1.6957 | 16.9569 | 0 | 0 | 0 | 0 | 0 | 0 | 0.173 | 0 | 16.957 | 1.732 | 0 | 15.225 | 0 | 0 | 15.225 | 0 | 0 | 0 | 0 | [74 empty] | 1 | 0
|  |  |  | 1.985 | 19.8497 | 0 | 0 | 0 | 0 | 0 | 0 | 0.173 | 0 | 19.85 | 19.85 | 0 | 0 | 0 | 0 | 0 | 0 | 0 | 0 | 0 | [74 empty] | 0 | 0
|  |  |  | 2.0408 | 20.4081 | 0 | 0 | 0 | 0 | 0 | 0 | 0.173 | 0 | 20.408 | 20.408 | 0 | 0 | 0 | 0 | 0 | 0 | 0 | 0 | 0 | [74 empty] | 0 | 0
|  |  |  | 2.0373 | 20.3735 | 0 | 0 | 0 | 0 | 0 | 0 | 0.173 | 0 | 20.374 | 20.374 | 0 | 0 | 0 | 0 | 0 | 0 | 0 | 0 | 0 | [74 empty] | 0 | 0
|  |  |  | 2.0316 | 20.316 | 0 | 0 | 0 | 0 | 0 | 0 | 0.173 | 0 | 20.316 | 20.316 | 0 | 0 | 0 | 0 | 0 | 0 | 0 | 0 | 0 | [74 empty] | 0 | 0
|  |  |  | 2.045 | 20.4499 | 0 | 0 | 0 | 0 | 0 | 0 | 0.173 | 0 | 20.45 | 20.45 | 0 | 0 | 0 | 0 | 0 | 0 | 0 | 0 | 0 | [74 empty] | 0 | 0
|  |  |  | 2.0313 | 20.3132 | 0 | 0 | 0 | 0 | 0 | 0 | 0.173 | 0 | 20.313 | 20.313 | 0 | 0 | 0 | 0 | 0 | 0 | 0 | 0 | 0 | [74 empty] | 0 | 0
|  |  |  | 2.0305 | 20.3055 | 0 | 0 | 0 | 0 | 0 | 0 | 0.173 | 0 | 20.305 | 20.305 | 0 | 0 | 0 | 0 | 0 | 0 | 0 | 0 | 0 | [74 empty] | 0 | 0
|  |  |  | 2.0302 | 20.3016 | 0 | 0 | 0 | 0 | 0 | 0 | 0.173 | 0 | 20.302 | 20.302 | 0 | 0 | 0 | 0 | 0 | 0 | 0 | 0 | 0 | [74 empty] | 0 | 0
|  |  |  | 2.0299 | 20.2987 | 0 | 0 | 0 | 0 | 0 | 0 | 0.173 | 0 | 20.299 | 20.299 | 0 | 0 | 0 | 0 | 0 | 0 | 0 | 0 | 0 | [74 empty] | 0 | 0
|  |  |  | 2.0362 | 20.362 | 0 | 0 | 0 | 0 | 0 | 0 | 0.173 | 0 | 20.362 | 20.362 | 0 | 0 | 0 | 0 | 0 | 0 | 0 | 0 | 0 | [74 empty] | 0 | 0
|  |  |  | 2.0357 | 20.3569 | 0 | 0 | 0 | 0 | 0 | 0 | 0.173 | 0 | 20.357 | 20.357 | 0 | 0 | 0 | 0 | 0 | 0 | 0 | 0 | 0 | [74 empty] | 0 | 0
|  |  |  | 3.1072 | 31.0724 | 0 | 0 | 0 | 0 | 0 | 0 | 0.173 | 0 | 31.072 | 31.072 | 0 | 0 | 0 | 0 | 0 | 0 | 0 | 0 | 0 | [74 empty] | 0 | 0
|  |  |  | 6.2132 | 62.1322 | 0 | 0 | 0 | 0 | 0 | 0 | 0.173 | 0 | 62.132 | 55.298 | 0 | 6.834 | 0 | 0 | 6.834 | 0 | 0 | 0 | 0 | [74 empty] | 12 | 0
|  |  |  | 7.6829 | 76.8285 | 0 | 0 | 0 | 0 | 0 | 0 | 0.173 | 0 | 76.828 | 44.881 | 0 | 31.947 | 0 | 0 | 31.947 | 0 | 0 | 0 | 0 | [74 empty] | 11 | 0
|  |  |  | 7.9262 | 79.2618 | 0 | 0 | 0 | 0 | 0 | 0 | 0.173 | 0 | 79.262 | 20.719 | 0 | 58.543 | 0 | 0 | 58.543 | 0 | 0 | 0 | 0 | [74 empty] | 10 | 0
|  |  |  | 8.1221 | 81.2209 | 0 | 0 | 0 | 0 | 0 | 0 | 0.173 | 0 | 81.221 | 1.782 | 0 | 79.439 | 0 | 0 | 79.439 | 0 | 0 | 0 | 0 | [74 empty] | 9 | 0
|  |  |  | 8.2687 | 82.6873 | 0 | 0 | 0 | 0 | 0 | 0 | 0.173 | 0 | 82.687 | 0 | 0 | 93.122 | 0 | 10.435 | 82.687 | 0 | 0 | 0 | 0 | [74 empty] | 8 | 0
|  |  |  | 8.395 | 83.9503 | 0 | 0 | 0 | 0 | 0 | 0 | 0.173 | 0 | 83.95 | 0 | 0 | 102.821 | 0 | 18.871 | 83.95 | 0 | 0 | 0 | 0 | [74 empty] | 7 | 0
|  |  |  | 8.3686 | 83.6855 | 0 | 0 | 0 | 0 | 0 | 0 | 0.173 | 0 | 83.685 | 0 | 0 | 103.461 | 0 | 19.776 | 83.685 | 0 | 0 | 0 | 0 | [74 empty] | 6 | 0
|  |  |  | 8.3932 | 83.9322 | 0 | 0 | 0 | 0 | 0 | 0 | 0.173 | 0 | 83.932 | 0 | 0 | 98.299 | 0 | 14.367 | 83.932 | 0 | 0 | 0 | 0 | [74 empty] | 5 | 0
|  |  |  | 8.2926 | 82.9257 | 0 | 0 | 0 | 0 | 0 | 0 | 0.173 | 0 | 82.926 | 0 | 0 | 86.477 | 0 | 3.551 | 82.926 | 0 | 0 | 0 | 0 | [74 empty] | 4 | 0
|  |  |  | 8.0291 | 80.2912 | 0 | 0 | 0 | 0 | 0 | 0 | 0.173 | 0 | 80.291 | 12.471 | 0 | 67.82 | 0 | 0 | 67.82 | 0 | 0 | 0 | 0 | [74 empty] | 3 | 0
|  |  |  | 6.5589 | 65.5887 | 0 | 0 | 0 | 0 | 0 | 0 | 0.173 | 0 | 65.589 | 23.492 | 0 | 42.097 | 0 | 0 | 42.097 | 0 | 0 | 0 | 0 | [74 empty] | 2 | 0
|  |  |  | 6.382 | 63.8205 | 0 | 0 | 0 | 0 | 0 | 0 | 0.173 | 0 | 63.821 | 48.261 | 0 | 15.559 | 0 | 0 | 15.559 | 0 | 0 | 0 | 0 | [74 empty] | 1 | 0
|  |  |  | 6.582 | 65.8198 | 0 | 0 | 0 | 0 | 0 | 0 | 0.173 | 0 | 65.82 | 65.82 | 0 | 0 | 0 | 0 | 0 | 0 | 0 | 0 | 0 | [74 empty] | 0 | 0
|  |  |  | 6.6123 | 66.1227 | 0 | 0 | 0 | 0 | 0 | 0 | 0.173 | 0 | 66.123 | 66.123 | 0 | 0 | 0 | 0 | 0 | 0 | 0 | 0 | 0 | [74 empty] | 0 | 0
|  |  |  | 2.0356 | 20.3557 | 0 | 0 | 0 | 0 | 0 | 0 | 0.173 | 0 | 20.356 | 20.356 | 0 | 0 | 0 | 0 | 0 | 0 | 0 | 0 | 0 | [74 empty] | 0 | 0
|  |  |  | 2.0314 | 20.3141 | 0 | 0 | 0 | 0 | 0 | 0 | 0.173 | 0 | 20.314 | 20.314 | 0 | 0 | 0 | 0 | 0 | 0 | 0 | 0 | 0 | [74 empty] | 0 | 0
|  |  |  | 2.0457 | 20.4567 | 0 | 0 | 0 | 0 | 0 | 0 | 0.173 | 0 | 20.457 | 20.457 | 0 | 0 | 0 | 0 | 0 | 0 | 0 | 0 | 0 | [74 empty] | 0 | 0
|  |  |  | 2.0316 | 20.3159 | 0 | 0 | 0 | 0 | 0 | 0 | 0.173 | 0 | 20.316 | 20.316 | 0 | 0 | 0 | 0 | 0 | 0 | 0 | 0 | 0 | [74 empty] | 0 | 0
|  |  |  | 2.0316 | 20.3164 | 0 | 0 | 0 | 0 | 0 | 0 | 0.173 | 0 | 20.316 | 20.316 | 0 | 0 | 0 | 0 | 0 | 0 | 0 | 0 | 0 | [74 empty] | 0 | 0
|  |  |  | 2.0312 | 20.3116 | 0 | 0 | 0 | 0 | 0 | 0 | 0.173 | 0 | 20.312 | 20.312 | 0 | 0 | 0 | 0 | 0 | 0 | 0 | 0 | 0 | [74 empty] | 0 | 0
|  |  |  | 2.0309 | 20.3085 | 0 | 0 | 0 | 0 | 0 | 0 | 0.173 | 0 | 20.308 | 20.308 | 0 | 0 | 0 | 0 | 0 | 0 | 0 | 0 | 0 | [74 empty] | 0 | 0
|  |  |  | 2.0648 | 20.6485 | 0 | 0 | 0 | 0 | 0 | 0 | 0.173 | 0 | 20.649 | 20.649 | 0 | 0 | 0 | 0 | 0 | 0 | 0 | 0 | 0 | [74 empty] | 0 | 0
|  |  |  | 2.0591 | 20.591 | 0 | 0 | 0 | 0 | 0 | 0 | 0.173 | 0 | 20.591 | 20.591 | 0 | 0 | 0 | 0 | 0 | 0 | 0 | 0 | 0 | [74 empty] | 0 | 0
|  |  |  | 3.1162 | 31.1624 | 0 | 0 | 0 | 0 | 0 | 0 | 0.173 | 0 | 31.162 | 31.162 | 0 | 0 | 0 | 0 | 0 | 0 | 0 | 0 | 0 | [74 empty] | 0 | 0
|  |  |  | 6.213 | 62.1303 | 0 | 0 | 0 | 0 | 0 | 0 | 0.173 | 0 | 62.13 | 62.13 | 0 | 0 | 0 | 0 | 0 | 0 | 0 | 0 | 0 | [74 empty] | 0 | 0
|  |  |  | 7.7798 | 77.798 | 0 | 0 | 0 | 0 | 0 | 0 | 0.173 | 0 | 77.798 | 75.748 | 0 | 2.05 | 0 | 0 | 2.05 | 0 | 0 | 0 | 0 | [74 empty] | 0 | 0
|  |  |  | 8.0115 | 80.115 | 0 | 0 | 0 | 0 | 0 | 0 | 0.173 | 0 | 80.115 | 70.547 | 0 | 9.568 | 0 | 0 | 9.568 | 0 | 0 | 0 | 0 | [74 empty] | 10 | 0
|  |  |  | 8.2038 | 82.0378 | 0 | 0 | 0 | 0 | 0 | 0 | 0.173 | 0 | 82.038 | 65.984 | 0 | 16.054 | 0 | 0 | 16.054 | 0 | 0 | 0 | 0 | [74 empty] | 9 | 0
|  |  |  | 8.3154 | 83.1544 | 0 | 0 | 0 | 0 | 0 | 0 | 0.173 | 0 | 83.154 | 45.783 | 0 | 37.371 | 0 | 0 | 37.371 | 0 | 0 | 0 | 0 | [74 empty] | 8 | 0
|  |  |  | 8.4756 | 84.756 | 0 | 0 | 0 | 0 | 0 | 0 | 0.173 | 0 | 84.756 | 37.599 | 0 | 47.157 | 0 | 0 | 47.157 | 0 | 0 | 0 | 0 | [74 empty] | 7 | 0
|  |  |  | 8.527 | 85.2699 | 0 | 0 | 0 | 0 | 0 | 0 | 0.173 | 0 | 85.27 | 0 | 0 | 105.613 | 0 | 20.343 | 85.27 | 0 | 0 | 0 | 0 | [74 empty] | 6 | 0
|  |  |  | 8.5537 | 85.5366 | 0 | 0 | 0 | 0 | 0 | 0 | 0.173 | 0 | 85.537 | 0 | 0 | 101.382 | 0 | 15.845 | 85.537 | 0 | 0 | 0 | 0 | [74 empty] | 5 | 0
|  |  |  | 8.3373 | 83.373 | 0 | 0 | 0 | 0 | 0 | 0 | 0.173 | 0 | 83.373 | 0 | 0 | 89.065 | 0 | 5.692 | 83.373 | 0 | 0 | 0 | 0 | [74 empty] | 4 | 0
|  |  |  | 8.0465 | 80.4651 | 0 | 0 | 0 | 0 | 0 | 0 | 0.173 | 0 | 80.465 | 10.623 | 0 | 69.842 | 0 | 0 | 69.842 | 0 | 0 | 0 | 0 | [74 empty] | 3 | 0
|  |  |  | 6.5685 | 65.6845 | 0 | 0 | 0 | 0 | 0 | 0 | 0.173 | 0 | 65.684 | 21.712 | 0 | 43.973 | 0 | 0 | 43.973 | 0 | 0 | 0 | 0 | [74 empty] | 2 | 0
|  |  |  | 6.4223 | 64.2234 | 0 | 0 | 0 | 0 | 0 | 0 | 0.173 | 0 | 64.223 | 47.879 | 0 | 16.344 | 0 | 0 | 16.344 | 0 | 0 | 0 | 0 | [74 empty] | 1 | 0
|  |  |  | 6.6292 | 66.2919 | 0 | 0 | 0 | 0 | 0 | 0 | 0.173 | 0 | 66.292 | 66.292 | 0 | 0 | 0 | 0 | 0 | 0 | 0 | 0 | 0 | [74 empty] | 0 | 0
|  |  |  | 6.6556 | 66.5557 | 0 | 0 | 0 | 0 | 0 | 0 | 0.173 | 0 | 66.556 | 66.556 | 0 | 0 | 0 | 0 | 0 | 0 | 0 | 0 | 0 | [74 empty] | 0 | 0
|  |  |  | 2.031 | 20.3096 | 0 | 0 | 0 | 0 | 0 | 0 | 0.173 | 0 | 20.31 | 20.31 | 0 | 0 | 0 | 0 | 0 | 0 | 0 | 0 | 0 | [74 empty] | 0 | 0
|  |  |  | 2.0317 | 20.3171 | 0 | 0 | 0 | 0 | 0 | 0 | 0.173 | 0 | 20.317 | 20.317 | 0 | 0 | 0 | 0 | 0 | 0 | 0 | 0 | 0 | [74 empty] | 0 | 0
|  |  |  | 2.0462 | 20.4622 | 0 | 0 | 0 | 0 | 0 | 0 | 0.173 | 0 | 20.462 | 20.462 | 0 | 0 | 0 | 0 | 0 | 0 | 0 | 0 | 0 | [74 empty] | 0 | 0
|  |  |  | 2.0319 | 20.3186 | 0 | 0 | 0 | 0 | 0 | 0 | 0.173 | 0 | 20.319 | 20.319 | 0 | 0 | 0 | 0 | 0 | 0 | 0 | 0 | 0 | [74 empty] | 0 | 0
|  |  |  | 2.0319 | 20.319 | 0 | 0 | 0 | 0 | 0 | 0 | 0.173 | 0 | 20.319 | 20.319 | 0 | 0 | 0 | 0 | 0 | 0 | 0 | 0 | 0 | [74 empty] | 0 | 0
|  |  |  | 2.0317 | 20.3169 | 0 | 0 | 0 | 0 | 0 | 0 | 0.173 | 0 | 20.317 | 20.317 | 0 | 0 | 0 | 0 | 0 | 0 | 0 | 0 | 0 | [74 empty] | 0 | 0
|  |  |  | 2.0311 | 20.3105 | 0 | 0 | 0 | 0 | 0 | 0 | 0.173 | 0 | 20.311 | 20.311 | 0 | 0 | 0 | 0 | 0 | 0 | 0 | 0 | 0 | [74 empty] | 0 | 0
|  |  |  | 2.0378 | 20.3781 | 0 | 0 | 0 | 0 | 0 | 0 | 0.173 | 0 | 20.378 | 20.378 | 0 | 0 | 0 | 0 | 0 | 0 | 0 | 0 | 0 | [74 empty] | 0 | 0
|  |  |  | 2.0372 | 20.3715 | 0 | 0 | 0 | 0 | 0 | 0 | 0.173 | 0 | 20.372 | 20.372 | 0 | 0 | 0 | 0 | 0 | 0 | 0 | 0 | 0 | [74 empty] | 0 | 0
|  |  |  | 3.1047 | 31.0466 | 0 | 0 | 0 | 0 | 0 | 0 | 0.173 | 0 | 31.047 | 31.047 | 0 | 0 | 0 | 0 | 0 | 0 | 0 | 0 | 0 | [74 empty] | 0 | 0
|  |  |  | 6.2129 | 62.1288 | 0 | 0 | 0 | 0 | 0 | 0 | 0.173 | 0 | 62.129 | 62.129 | 0 | 0 | 0 | 0 | 0 | 0 | 0 | 0 | 0 | [74 empty] | 0 | 0
|  |  |  | 7.7011 | 77.0108 | 0 | 0 | 0 | 0 | 0 | 0 | 0.173 | 0 | 77.011 | 65.843 | 0 | 11.168 | 0 | 0 | 11.168 | 0 | 0 | 0 | 0 | [74 empty] | 11 | 0
|  |  |  | 7.849 | 78.4904 | 0 | 0 | 0 | 0 | 0 | 0 | 0.173 | 0 | 78.49 | 42.893 | 0 | 35.597 | 0 | 0 | 35.597 | 0 | 0 | 0 | 0 | [74 empty] | 10 | 0
|  |  |  | 8.1889 | 81.8887 | 0 | 0 | 0 | 0 | 0 | 0 | 0.173 | 0 | 81.889 | 26.995 | 0 | 54.893 | 0 | 0 | 54.893 | 0 | 0 | 0 | 0 | [74 empty] | 9 | 0
|  |  |  | 8.4643 | 84.6429 | 0 | 0 | 0 | 0 | 0 | 0 | 0.173 | 0 | 84.643 | 0 | 0 | 96.147 | 0 | 11.504 | 84.643 | 0 | 0 | 0 | 0 | [74 empty] | 8 | 0
|  |  |  | 8.6658 | 86.6577 | 0 | 0 | 0 | 0 | 0 | 0 | 0.173 | 0 | 86.658 | 0 | 0 | 102.21 | 0 | 15.553 | 86.657 | 0 | 0 | 0 | 0 | [74 empty] | 7 | 0
|  |  |  | 8.6938 | 86.9383 | 0 | 0 | 0 | 0 | 0 | 0 | 0.173 | 0 | 86.938 | 0 | 0 | 93.704 | 0 | 6.766 | 86.938 | 0 | 0 | 0 | 0 | [74 empty] | 6 | 0
|  |  |  | 8.7493 | 87.4931 | 0 | 0 | 0 | 0 | 0 | 0 | 0.173 | 0 | 87.493 | 0 | 0 | 88.498 | 0 | 1.005 | 87.493 | 0 | 0 | 0 | 0 | [74 empty] | 5 | 0
|  |  |  | 8.6593 | 86.5928 | 0 | 0 | 0 | 0 | 0 | 0 | 0.173 | 0 | 86.593 | 11.255 | 0 | 75.338 | 0 | 0 | 75.338 | 0 | 0 | 0 | 0 | [74 empty] | 4 | 0
|  |  |  | 8.319 | 83.1899 | 0 | 0 | 0 | 0 | 0 | 0 | 0.173 | 0 | 83.19 | 21.011 | 0 | 62.178 | 0 | 0 | 62.178 | 0 | 0 | 0 | 0 | [74 empty] | 3 | 0
|  |  |  | 6.8926 | 68.9261 | 0 | 0 | 0 | 0 | 0 | 0 | 0.173 | 0 | 68.926 | 25.041 | 0 | 43.885 | 0 | 0 | 43.885 | 0 | 0 | 0 | 0 | [74 empty] | 2 | 0
|  |  |  | 6.8197 | 68.1972 | 0 | 0 | 0 | 0 | 0 | 0 | 0.173 | 0 | 68.197 | 51.722 | 0 | 16.475 | 0 | 0 | 16.475 | 0 | 0 | 0 | 0 | [74 empty] | 1 | 0
|  |  |  | 6.9675 | 69.6749 | 0 | 0 | 0 | 0 | 0 | 0 | 0.173 | 0 | 69.675 | 69.675 | 0 | 0 | 0 | 0 | 0 | 0 | 0 | 0 | 0 | [74 empty] | 0 | 0
|  |  |  | 6.9893 | 69.8933 | 0 | 0 | 0 | 0 | 0 | 0 | 0.173 | 0 | 69.893 | 69.893 | 0 | 0 | 0 | 0 | 0 | 0 | 0 | 0 | 0 | [74 empty] | 0 | 0
|  |  |  | 2.0376 | 20.3762 | 0 | 0 | 0 | 0 | 0 | 0 | 0.173 | 0 | 20.376 | 20.376 | 0 | 0 | 0 | 0 | 0 | 0 | 0 | 0 | 0 | [74 empty] | 0 | 0
|  |  |  | 2.033 | 20.3295 | 0 | 0 | 0 | 0 | 0 | 0 | 0.173 | 0 | 20.329 | 20.329 | 0 | 0 | 0 | 0 | 0 | 0 | 0 | 0 | 0 | [74 empty] | 0 | 0
|  |  |  | 2.0472 | 20.4718 | 0 | 0 | 0 | 0 | 0 | 0 | 0.173 | 0 | 20.472 | 20.472 | 0 | 0 | 0 | 0 | 0 | 0 | 0 | 0 | 0 | [74 empty] | 0 | 0
|  |  |  | 2.0332 | 20.3318 | 0 | 0 | 0 | 0 | 0 | 0 | 0.173 | 0 | 20.332 | 20.332 | 0 | 0 | 0 | 0 | 0 | 0 | 0 | 0 | 0 | [74 empty] | 0 | 0
|  |  |  | 2.033 | 20.33 | 0 | 0 | 0 | 0 | 0 | 0 | 0.173 | 0 | 20.33 | 20.33 | 0 | 0 | 0 | 0 | 0 | 0 | 0 | 0 | 0 | [74 empty] | 0 | 0
|  |  |  | 2.0325 | 20.3252 | 0 | 0 | 0 | 0 | 0 | 0 | 0.173 | 0 | 20.325 | 20.325 | 0 | 0 | 0 | 0 | 0 | 0 | 0 | 0 | 0 | [74 empty] | 0 | 0
|  |  |  | 2.032 | 20.32 | 0 | 0 | 0 | 0 | 0 | 0 | 0.173 | 0 | 20.32 | 20.32 | 0 | 0 | 0 | 0 | 0 | 0 | 0 | 0 | 0 | [74 empty] | 0 | 0
|  |  |  | 2.0387 | 20.3871 | 0 | 0 | 0 | 0 | 0 | 0 | 0.173 | 0 | 20.387 | 20.387 | 0 | 0 | 0 | 0 | 0 | 0 | 0 | 0 | 0 | [74 empty] | 0 | 0
|  |  |  | 2.0381 | 20.3813 | 0 | 0 | 0 | 0 | 0 | 0 | 0.173 | 0 | 20.381 | 20.381 | 0 | 0 | 0 | 0 | 0 | 0 | 0 | 0 | 0 | [74 empty] | 0 | 0
|  |  |  | 3.0471 | 30.4705 | 0 | 0 | 0 | 0 | 0 | 0 | 0.173 | 0 | 30.47 | 30.47 | 0 | 0 | 0 | 0 | 0 | 0 | 0 | 0 | 0 | [74 empty] | 0 | 0
|  |  |  | 6.2341 | 62.341 | 0 | 0 | 0 | 0 | 0 | 0 | 0.173 | 0 | 62.341 | 53.907 | 0 | 8.434 | 0 | 0 | 8.434 | 0 | 0 | 0 | 0 | [74 empty] | 12 | 0
|  |  |  | 7.8467 | 78.4669 | 0 | 0 | 0 | 0 | 0 | 0 | 0.173 | 0 | 78.467 | 63.097 | 0 | 15.37 | 0 | 0 | 15.37 | 0 | 0 | 0 | 0 | [74 empty] | 11 | 0
|  |  |  | 8.0576 | 80.5762 | 0 | 0 | 0 | 0 | 0 | 0 | 0.173 | 0 | 80.576 | 32.488 | 0 | 48.088 | 0 | 0 | 48.088 | 0 | 0 | 0 | 0 | [74 empty] | 10 | 0
|  |  |  | 8.5098 | 85.0982 | 0 | 0 | 0 | 0 | 0 | 0 | 0.173 | 0 | 85.098 | 1.413 | 0 | 83.685 | 0 | 0 | 83.685 | 0 | 0 | 0 | 0 | [74 empty] | 9 | 0
|  |  |  | 8.7074 | 87.0742 | 0 | 0 | 0 | 0 | 0 | 0 | 0.173 | 0 | 87.074 | 0 | 0 | 96.903 | 0 | 9.829 | 87.074 | 0 | 0 | 0 | 0 | [74 empty] | 8 | 0
|  |  |  | 8.7322 | 87.3221 | 0 | 0 | 0 | 0 | 0 | 0 | 0.173 | 0 | 87.322 | 0 | 0 | 103.912 | 0 | 16.59 | 87.322 | 0 | 0 | 0 | 0 | [74 empty] | 7 | 0
|  |  |  | 8.7375 | 87.3746 | 0 | 0 | 0 | 0 | 0 | 0 | 0.173 | 0 | 87.375 | 0 | 0 | 104.784 | 0 | 17.41 | 87.374 | 0 | 0 | 0 | 0 | [74 empty] | 6 | 0
|  |  |  | 8.8051 | 88.0509 | 0 | 0 | 0 | 0 | 0 | 0 | 0.173 | 0 | 88.051 | 0 | 0 | 99.448 | 0 | 11.397 | 88.051 | 0 | 0 | 0 | 0 | [74 empty] | 5 | 0
|  |  |  | 8.781 | 87.8103 | 0 | 0 | 0 | 0 | 0 | 0 | 0.173 | 0 | 87.81 | 0 | 0 | 90.127 | 0 | 2.316 | 87.811 | 0 | 0 | 0 | 0 | [74 empty] | 4 | 0
|  |  |  | 8.4762 | 84.7622 | 0 | 0 | 0 | 0 | 0 | 0 | 0.173 | 0 | 84.762 | 13.728 | 0 | 71.034 | 0 | 0 | 71.034 | 0 | 0 | 0 | 0 | [74 empty] | 3 | 0
|  |  |  | 6.8265 | 68.2654 | 0 | 0 | 0 | 0 | 0 | 0 | 0.173 | 0 | 68.265 | 22.868 | 0 | 45.398 | 0 | 0 | 45.398 | 0 | 0 | 0 | 0 | [74 empty] | 2 | 0
|  |  |  | 6.5659 | 65.6593 | 0 | 0 | 0 | 0 | 0 | 0 | 0.173 | 0 | 65.659 | 48.399 | 0 | 17.26 | 0 | 0 | 17.26 | 0 | 0 | 0 | 0 | [74 empty] | 1 | 0
|  |  |  | 6.7126 | 67.1259 | 0 | 0 | 0 | 0 | 0 | 0 | 0.173 | 0 | 67.126 | 67.126 | 0 | 0 | 0 | 0 | 0 | 0 | 0 | 0 | 0 | [74 empty] | 0 | 0
|  |  |  | 6.6946 | 66.9457 | 0 | 0 | 0 | 0 | 0 | 0 | 0.173 | 0 | 66.946 | 66.946 | 0 | 0 | 0 | 0 | 0 | 0 | 0 | 0 | 0 | [74 empty] | 0 | 0
|  |  |  | 2.0364 | 20.3636 | 0 | 0 | 0 | 0 | 0 | 0 | 0.173 | 0 | 20.364 | 20.364 | 0 | 0 | 0 | 0 | 0 | 0 | 0 | 0 | 0 | [74 empty] | 0 | 0
|  |  |  | 2.0323 | 20.3228 | 0 | 0 | 0 | 0 | 0 | 0 | 0.173 | 0 | 20.323 | 20.323 | 0 | 0 | 0 | 0 | 0 | 0 | 0 | 0 | 0 | [74 empty] | 0 | 0
|  |  |  | 2.0481 | 20.4811 | 0 | 0 | 0 | 0 | 0 | 0 | 0.173 | 0 | 20.481 | 20.481 | 0 | 0 | 0 | 0 | 0 | 0 | 0 | 0 | 0 | [74 empty] | 0 | 0
|  |  |  | 2.0346 | 20.3456 | 0 | 0 | 0 | 0 | 0 | 0 | 0.173 | 0 | 20.346 | 20.346 | 0 | 0 | 0 | 0 | 0 | 0 | 0 | 0 | 0 | [74 empty] | 0 | 0
|  |  |  | 2.0343 | 20.3434 | 0 | 0 | 0 | 0 | 0 | 0 | 0.173 | 0 | 20.343 | 20.343 | 0 | 0 | 0 | 0 | 0 | 0 | 0 | 0 | 0 | [74 empty] | 0 | 0
|  |  |  | 2.0342 | 20.3416 | 0 | 0 | 0 | 0 | 0 | 0 | 0.173 | 0 | 20.342 | 20.342 | 0 | 0 | 0 | 0 | 0 | 0 | 0 | 0 | 0 | [74 empty] | 0 | 0
|  |  |  | 2.033 | 20.3302 | 0 | 0 | 0 | 0 | 0 | 0 | 0.173 | 0 | 20.33 | 20.33 | 0 | 0 | 0 | 0 | 0 | 0 | 0 | 0 | 0 | [74 empty] | 0 | 0
|  |  |  | 2.0671 | 20.6708 | 0 | 0 | 0 | 0 | 0 | 0 | 0.173 | 0 | 20.671 | 20.671 | 0 | 0 | 0 | 0 | 0 | 0 | 0 | 0 | 0 | [74 empty] | 0 | 0
|  |  |  | 2.0614 | 20.6136 | 0 | 0 | 0 | 0 | 0 | 0 | 0.173 | 0 | 20.614 | 20.614 | 0 | 0 | 0 | 0 | 0 | 0 | 0 | 0 | 0 | [74 empty] | 0 | 0
|  |  |  | 3.0685 | 30.6854 | 0 | 0 | 0 | 0 | 0 | 0 | 0.173 | 0 | 30.685 | 30.685 | 0 | 0 | 0 | 0 | 0 | 0 | 0 | 0 | 0 | [74 empty] | 0 | 0
|  |  |  | 6.3019 | 63.0194 | 0 | 0 | 0 | 0 | 0 | 0 | 0.173 | 0 | 63.019 | 54.295 | 0 | 8.725 | 0 | 0 | 8.725 | 0 | 0 | 0 | 0 | [74 empty] | 12 | 0
|  |  |  | 7.9342 | 79.3416 | 0 | 0 | 0 | 0 | 0 | 0 | 0.173 | 0 | 79.342 | 64.917 | 0 | 14.425 | 0 | 0 | 14.425 | 0 | 0 | 0 | 0 | [74 empty] | 11 | 0
|  |  |  | 8.1895 | 81.8952 | 0 | 0 | 0 | 0 | 0 | 0 | 0.173 | 0 | 81.895 | 44.292 | 0 | 37.604 | 0 | 0 | 37.604 | 0 | 0 | 0 | 0 | [74 empty] | 10 | 0
|  |  |  | 8.7948 | 87.9483 | 0 | 0 | 0 | 0 | 0 | 0 | 0.173 | 0 | 87.948 | 7.23 | 0 | 80.718 | 0 | 0 | 80.718 | 0 | 0 | 0 | 0 | [74 empty] | 9 | 0
|  |  |  | 9.2577 | 92.5766 | 0 | 0 | 0 | 0 | 0 | 0 | 0.173 | 0 | 92.577 | 0 | 0 | 92.73 | 0 | 0.153 | 92.577 | 0 | 0 | 0 | 0 | [74 empty] | 8 | 0
|  |  |  | 9.4204 | 94.2044 | 0 | 0 | 0 | 0 | 0 | 0 | 0.173 | 0 | 94.204 | 0 | 0 | 99.128 | 0 | 4.923 | 94.205 | 0 | 0 | 0 | 0 | [74 empty] | 7 | 0
|  |  |  | 9.2846 | 92.8457 | 0 | 0 | 0 | 0 | 0 | 0 | 0.173 | 0 | 92.846 | 0 | 0 | 103.214 | 0 | 10.368 | 92.846 | 0 | 0 | 0 | 0 | [74 empty] | 6 | 0
|  |  |  | 9.2537 | 92.5367 | 0 | 0 | 0 | 0 | 0 | 0 | 0.173 | 0 | 92.537 | 0 | 0 | 98.124 | 0 | 5.588 | 92.536 | 0 | 0 | 0 | 0 | [74 empty] | 5 | 0
|  |  |  | 9.3661 | 93.6608 | 0 | 0 | 0 | 0 | 0 | 0 | 0.173 | 0 | 93.661 | 4.058 | 0 | 89.603 | 0 | 0 | 89.603 | 0 | 0 | 0 | 0 | [74 empty] | 4 | 0
|  |  |  | 9.3184 | 93.1842 | 0 | 0 | 0 | 0 | 0 | 0 | 0.173 | 0 | 93.184 | 22.339 | 0 | 70.845 | 0 | 0 | 70.845 | 0 | 0 | 0 | 0 | [74 empty] | 3 | 0
|  |  |  | 7.6488 | 76.4877 | 0 | 0 | 0 | 0 | 0 | 0 | 0.173 | 0 | 76.488 | 30.915 | 0 | 45.572 | 0 | 0 | 45.572 | 0 | 0 | 0 | 0 | [74 empty] | 2 | 0
|  |  |  | 7.0655 | 70.6546 | 0 | 0 | 0 | 0 | 0 | 0 | 0.173 | 0 | 70.655 | 53.118 | 0 | 17.537 | 0 | 0 | 17.537 | 0 | 0 | 0 | 0 | [74 empty] | 1 | 0
|  |  |  | 7.1798 | 71.798 | 0 | 0 | 0 | 0 | 0 | 0 | 0.173 | 0 | 71.798 | 71.798 | 0 | 0 | 0 | 0 | 0 | 0 | 0 | 0 | 0 | [74 empty] | 0 | 0
|  |  |  | 7.0747 | 70.747 | 0 | 0 | 0 | 0 | 0 | 0 | 0.173 | 0 | 70.747 | 70.747 | 0 | 0 | 0 | 0 | 0 | 0 | 0 | 0 | 0 | [74 empty] | 0 | 0
|  |  |  | 2.0335 | 20.3355 | 0 | 0 | 0 | 0 | 0 | 0 | 0.173 | 0 | 20.335 | 20.335 | 0 | 0 | 0 | 0 | 0 | 0 | 0 | 0 | 0 | [74 empty] | 0 | 0
|  |  |  | 2.0354 | 20.3538 | 0 | 0 | 0 | 0 | 0 | 0 | 0.173 | 0 | 20.354 | 20.354 | 0 | 0 | 0 | 0 | 0 | 0 | 0 | 0 | 0 | [74 empty] | 0 | 0
|  |  |  | 2.0487 | 20.487 | 0 | 0 | 0 | 0 | 0 | 0 | 0.173 | 0 | 20.487 | 20.487 | 0 | 0 | 0 | 0 | 0 | 0 | 0 | 0 | 0 | [74 empty] | 0 | 0
|  |  |  | 2.0345 | 20.3447 | 0 | 0 | 0 | 0 | 0 | 0 | 0.173 | 0 | 20.345 | 20.345 | 0 | 0 | 0 | 0 | 0 | 0 | 0 | 0 | 0 | [74 empty] | 0 | 0
|  |  |  | 2.0341 | 20.341 | 0 | 0 | 0 | 0 | 0 | 0 | 0.173 | 0 | 20.341 | 20.341 | 0 | 0 | 0 | 0 | 0 | 0 | 0 | 0 | 0 | [74 empty] | 0 | 0
|  |  |  | 2.034 | 20.3402 | 0 | 0 | 0 | 0 | 0 | 0 | 0.173 | 0 | 20.34 | 20.34 | 0 | 0 | 0 | 0 | 0 | 0 | 0 | 0 | 0 | [74 empty] | 0 | 0
|  |  |  | 2.0336 | 20.3363 | 0 | 0 | 0 | 0 | 0 | 0 | 0.173 | 0 | 20.336 | 20.336 | 0 | 0 | 0 | 0 | 0 | 0 | 0 | 0 | 0 | [74 empty] | 0 | 0
|  |  |  | 2.0401 | 20.401 | 0 | 0 | 0 | 0 | 0 | 0 | 0.173 | 0 | 20.401 | 20.401 | 0 | 0 | 0 | 0 | 0 | 0 | 0 | 0 | 0 | [74 empty] | 0 | 0
|  |  |  | 2.0388 | 20.3882 | 0 | 0 | 0 | 0 | 0 | 0 | 0.173 | 0 | 20.388 | 20.388 | 0 | 0 | 0 | 0 | 0 | 0 | 0 | 0 | 0 | [74 empty] | 0 | 0
|  |  |  | 1.8693 | 18.6931 | 0 | 0 | 0 | 0 | 0 | 0 | 0.173 | 0 | 18.693 | 18.693 | 0 | 0 | 0 | 0 | 0 | 0 | 0 | 0 | 0 | [74 empty] | 0 | 0
|  |  |  | 1.6993 | 16.9928 | 0 | 0 | 0 | 0 | 0 | 0 | 0.173 | 0 | 16.993 | 16.629 | 0 | 0.364 | 0 | 0 | 0.364 | 0 | 0 | 0 | 0 | [74 empty] | 0 | 0
|  |  |  | 1.7018 | 17.0179 | 0 | 0 | 0 | 0 | 0 | 0 | 0.173 | 0 | 17.018 | 15.215 | 0 | 1.803 | 0 | 0 | 1.803 | 0 | 0 | 0 | 0 | [74 empty] | 11 | 0
|  |  |  | 1.7044 | 17.0435 | 0 | 0 | 0 | 0 | 0 | 0 | 0.173 | 0 | 17.043 | 7.214 | 0 | 9.83 | 0 | 0 | 9.83 | 0 | 0 | 0 | 0 | [74 empty] | 10 | 0
|  |  |  | 1.8023 | 18.0232 | 0 | 0 | 0 | 0 | 0 | 0 | 0.173 | 0 | 18.023 | 0 | 0 | 21.637 | 0 | 3.614 | 18.023 | 0 | 0 | 0 | 0 | [74 empty] | 9 | 0
|  |  |  | 2.8076 | 28.0762 | 0 | 0 | 0 | 0 | 0 | 0 | 0.173 | 0 | 28.076 | 0 | 0 | 48.291 | 0 | 20.215 | 28.076 | 0 | 0 | 0 | 0 | [74 empty] | 8 | 0
|  |  |  | 3.2013 | 32.013 | 0 | 0 | 0 | 0 | 0 | 0 | 0.173 | 0 | 32.013 | 0 | 0 | 86.201 | 0 | 54.188 | 32.013 | 0 | 0 | 0 | 0 | [74 empty] | 7 | 0
|  |  |  | 2.842 | 28.4199 | 0 | 0 | 0 | 0 | 0 | 0 | 0.173 | 0 | 28.42 | 0 | 0 | 86.113 | 0 | 57.693 | 28.42 | 0 | 0 | 0 | 0 | [74 empty] | 6 | 0
|  |  |  | 3.0445 | 30.4451 | 0 | 0 | 0 | 0 | 0 | 0 | 0.173 | 0 | 30.445 | 0 | 0 | 62.091 | 0 | 31.646 | 30.445 | 0 | 0 | 0 | 0 | [74 empty] | 5 | 0
|  |  |  | 2.7237 | 27.2367 | 0 | 0 | 0 | 0 | 0 | 0 | 0.173 | 0 | 27.237 | 0 | 0 | 40.628 | 0 | 13.392 | 27.236 | 0 | 0 | 0 | 0 | [74 empty] | 4 | 0
|  |  |  | 2.8126 | 28.1257 | 0 | 0 | 0 | 0 | 0 | 0 | 0.173 | 0 | 28.126 | 0 | 0 | 53.686 | 0 | 25.561 | 28.125 | 0 | 0 | 0 | 0 | [74 empty] | 3 | 0
|  |  |  | 2.4758 | 24.7583 | 0 | 0 | 0 | 0 | 0 | 0 | 0.173 | 0 | 24.758 | 0 | 0 | 45.761 | 0 | 21.003 | 24.758 | 0 | 0 | 0 | 0 | [74 empty] | 2 | 0
|  |  |  | 2.2885 | 22.8847 | 0 | 0 | 0 | 0 | 0 | 0 | 0.173 | 0 | 22.885 | 5.421 | 0 | 17.464 | 0 | 0 | 17.464 | 0 | 0 | 0 | 0 | [74 empty] | 1 | 0
|  |  |  | 1.9906 | 19.9055 | 0 | 0 | 0 | 0 | 0 | 0 | 0.173 | 0 | 19.906 | 19.906 | 0 | 0 | 0 | 0 | 0 | 0 | 0 | 0 | 0 | [74 empty] | 0 | 0
|  |  |  | 2.0469 | 20.4694 | 0 | 0 | 0 | 0 | 0 | 0 | 0.173 | 0 | 20.469 | 20.469 | 0 | 0 | 0 | 0 | 0 | 0 | 0 | 0 | 0 | [74 empty] | 0 | 0
|  |  |  | 2.0418 | 20.4182 | 0 | 0 | 0 | 0 | 0 | 0 | 0.173 | 0 | 20.418 | 20.418 | 0 | 0 | 0 | 0 | 0 | 0 | 0 | 0 | 0 | [74 empty] | 0 | 0
|  |  |  | 2.0348 | 20.3484 | 0 | 0 | 0 | 0 | 0 | 0 | 0.173 | 0 | 20.348 | 20.348 | 0 | 0 | 0 | 0 | 0 | 0 | 0 | 0 | 0 | [74 empty] | 0 | 0
|  |  |  | 2.0475 | 20.4748 | 0 | 0 | 0 | 0 | 0 | 0 | 0.173 | 0 | 20.475 | 20.475 | 0 | 0 | 0 | 0 | 0 | 0 | 0 | 0 | 0 | [74 empty] | 0 | 0
|  |  |  | 2.0341 | 20.3405 | 0 | 0 | 0 | 0 | 0 | 0 | 0.173 | 0 | 20.34 | 20.34 | 0 | 0 | 0 | 0 | 0 | 0 | 0 | 0 | 0 | [74 empty] | 0 | 0
|  |  |  | 2.0337 | 20.3365 | 0 | 0 | 0 | 0 | 0 | 0 | 0.173 | 0 | 20.337 | 20.337 | 0 | 0 | 0 | 0 | 0 | 0 | 0 | 0 | 0 | [74 empty] | 0 | 0
|  |  |  | 2.0333 | 20.3335 | 0 | 0 | 0 | 0 | 0 | 0 | 0.173 | 0 | 20.333 | 20.333 | 0 | 0 | 0 | 0 | 0 | 0 | 0 | 0 | 0 | [74 empty] | 0 | 0
|  |  |  | 2.033 | 20.3295 | 0 | 0 | 0 | 0 | 0 | 0 | 0.173 | 0 | 20.329 | 20.329 | 0 | 0 | 0 | 0 | 0 | 0 | 0 | 0 | 0 | [74 empty] | 0 | 0
|  |  |  | 2.0398 | 20.3982 | 0 | 0 | 0 | 0 | 0 | 0 | 0.173 | 0 | 20.398 | 20.398 | 0 | 0 | 0 | 0 | 0 | 0 | 0 | 0 | 0 | [74 empty] | 0 | 0
|  |  |  | 2.0393 | 20.3925 | 0 | 0 | 0 | 0 | 0 | 0 | 0.173 | 0 | 20.393 | 20.393 | 0 | 0 | 0 | 0 | 0 | 0 | 0 | 0 | 0 | [74 empty] | 0 | 0
|  |  |  | 1.87 | 18.7002 | 0 | 0 | 0 | 0 | 0 | 0 | 0.173 | 0 | 18.7 | 18.7 | 0 | 0 | 0 | 0 | 0 | 0 | 0 | 0 | 0 | [74 empty] | 0 | 0
|  |  |  | 1.6989 | 16.9893 | 0 | 0 | 0 | 0 | 0 | 0 | 0.173 | 0 | 16.989 | 15.579 | 0 | 1.411 | 0 | 0 | 1.411 | 0 | 0 | 0 | 0 | [74 empty] | 0 | 0
|  |  |  | 1.7008 | 17.0081 | 0 | 0 | 0 | 0 | 0 | 0 | 0.173 | 0 | 17.008 | 1.565 | 0 | 15.443 | 0 | 0 | 15.443 | 0 | 0 | 0 | 0 | [74 empty] | 11 | 0
|  |  |  | 1.7032 | 17.0321 | 0 | 0 | 0 | 0 | 0 | 0 | 0.173 | 0 | 17.032 | 0 | 0 | 41.821 | 0 | 24.788 | 17.033 | 0 | 0 | 0 | 0 | [74 empty] | 10 | 0
|  |  |  | 1.7044 | 17.0439 | 0 | 0 | 0 | 0 | 0 | 0 | 0.173 | 0 | 17.044 | 0 | 0 | 84.557 | 0 | 67.514 | 17.043 | 0 | 0 | 0 | 0 | [74 empty] | 9 | 0
|  |  |  | 2.2417 | 22.417 | 0 | 0 | 0 | 0 | 0 | 0 | 0.173 | 0 | 22.417 | 0 | 0 | 98.575 | 0 | 76.158 | 22.417 | 0 | 0 | 0 | 0 | [74 empty] | 8 | 0
|  |  |  | 2.3044 | 23.0439 | 0 | 0 | 0 | 0 | 0 | 0 | 0.173 | 0 | 23.044 | 0 | 0 | 106.006 | 0 | 82.962 | 23.044 | 0 | 0 | 0 | 0 | [74 empty] | 7 | 0
|  |  |  | 2.1919 | 21.9192 | 0 | 0 | 0 | 0 | 0 | 0 | 0.173 | 0 | 21.919 | 0 | 0 | 106.631 | 0 | 84.712 | 21.919 | 0 | 0 | 0 | 0 | [74 empty] | 6 | 0
|  |  |  | 2.2882 | 22.8818 | 0 | 0 | 0 | 0 | 0 | 0 | 0.173 | 0 | 22.882 | 0 | 0 | 101.687 | 0 | 78.805 | 22.882 | 0 | 0 | 0 | 0 | [74 empty] | 5 | 0
|  |  |  | 2.315 | 23.1495 | 0 | 0 | 0 | 0 | 0 | 0 | 0.173 | 0 | 23.149 | 0 | 0 | 90.01 | 0 | 66.861 | 23.149 | 0 | 0 | 0 | 0 | [74 empty] | 4 | 0
|  |  |  | 2.2312 | 22.3124 | 0 | 0 | 0 | 0 | 0 | 0 | 0.173 | 0 | 22.312 | 0 | 0 | 71.412 | 0 | 49.1 | 22.312 | 0 | 0 | 0 | 0 | [74 empty] | 3 | 0
|  |  |  | 1.9872 | 19.8724 | 0 | 0 | 0 | 0 | 0 | 0 | 0.173 | 0 | 19.872 | 0 | 0 | 45.965 | 0 | 26.093 | 19.872 | 0 | 0 | 0 | 0 | [74 empty] | 2 | 0
|  |  |  | 1.8552 | 18.5522 | 0 | 0 | 0 | 0 | 0 | 0 | 0.173 | 0 | 18.552 | 0.885 | 0 | 17.668 | 0 | 0 | 17.668 | 0 | 0 | 0 | 0 | [74 empty] | 1 | 0
|  |  |  | 1.9879 | 19.8787 | 0 | 0 | 0 | 0 | 0 | 0 | 0.173 | 0 | 19.879 | 19.457 | 0 | 0.422 | 0 | 0 | 0.422 | 0 | 0 | 0 | 0 | [74 empty] | 0 | 0
|  |  |  | 2.0433 | 20.4327 | 0 | 0 | 0 | 0 | 0 | 0 | 0.173 | 0 | 20.433 | 20.433 | 0 | 0 | 0 | 0 | 0 | 0 | 0 | 0 | 0 | [74 empty] | 0 | 0
|  |  |  | 2.0391 | 20.391 | 0 | 0 | 0 | 0 | 0 | 0 | 0.173 | 0 | 20.391 | 20.391 | 0 | 0 | 0 | 0 | 0 | 0 | 0 | 0 | 0 | [74 empty] | 0 | 0
|  |  |  | 2.0333 | 20.3335 | 0 | 0 | 0 | 0 | 0 | 0 | 0.173 | 0 | 20.334 | 20.334 | 0 | 0 | 0 | 0 | 0 | 0 | 0 | 0 | 0 | [74 empty] | 0 | 0
|  |  |  | 2.0465 | 20.4648 | 0 | 0 | 0 | 0 | 0 | 0 | 0.173 | 0 | 20.465 | 20.465 | 0 | 0 | 0 | 0 | 0 | 0 | 0 | 0 | 0 | [74 empty] | 0 | 0
|  |  |  | 2.0332 | 20.3315 | 0 | 0 | 0 | 0 | 0 | 0 | 0.173 | 0 | 20.331 | 20.331 | 0 | 0 | 0 | 0 | 0 | 0 | 0 | 0 | 0 | [74 empty] | 0 | 0
|  |  |  | 2.033 | 20.3303 | 0 | 0 | 0 | 0 | 0 | 0 | 0.173 | 0 | 20.33 | 20.33 | 0 | 0 | 0 | 0 | 0 | 0 | 0 | 0 | 0 | [74 empty] | 0 | 0
|  |  |  | 2.0327 | 20.3269 | 0 | 0 | 0 | 0 | 0 | 0 | 0.173 | 0 | 20.327 | 20.327 | 0 | 0 | 0 | 0 | 0 | 0 | 0 | 0 | 0 | [74 empty] | 0 | 0
|  |  |  | 2.0323 | 20.3232 | 0 | 0 | 0 | 0 | 0 | 0 | 0.173 | 0 | 20.323 | 20.323 | 0 | 0 | 0 | 0 | 0 | 0 | 0 | 0 | 0 | [74 empty] | 0 | 0
|  |  |  | 2.0392 | 20.3923 | 0 | 0 | 0 | 0 | 0 | 0 | 0.173 | 0 | 20.392 | 20.392 | 0 | 0 | 0 | 0 | 0 | 0 | 0 | 0 | 0 | [74 empty] | 0 | 0
|  |  |  | 2.0385 | 20.3853 | 0 | 0 | 0 | 0 | 0 | 0 | 0.173 | 0 | 20.385 | 20.385 | 0 | 0 | 0 | 0 | 0 | 0 | 0 | 0 | 0 | [74 empty] | 0 | 0
|  |  |  | 3.1347 | 31.3474 | 0 | 0 | 0 | 0 | 0 | 0 | 0.173 | 0 | 31.347 | 31.347 | 0 | 0 | 0 | 0 | 0 | 0 | 0 | 0 | 0 | [74 empty] | 0 | 0
|  |  |  | 6.3771 | 63.7706 | 0 | 0 | 0 | 0 | 0 | 0 | 0.173 | 0 | 63.771 | 53.999 | 0 | 9.772 | 0 | 0 | 9.772 | 0 | 0 | 0 | 0 | [74 empty] | 12 | 0
|  |  |  | 7.9733 | 79.7327 | 0 | 0 | 0 | 0 | 0 | 0 | 0.173 | 0 | 79.733 | 43.83 | 0 | 35.902 | 0 | 0 | 35.902 | 0 | 0 | 0 | 0 | [74 empty] | 11 | 0
|  |  |  | 8.2328 | 82.3278 | 0 | 0 | 0 | 0 | 0 | 0 | 0.173 | 0 | 82.328 | 19.946 | 0 | 62.382 | 0 | 0 | 62.382 | 0 | 0 | 0 | 0 | [74 empty] | 10 | 0
|  |  |  | 8.8946 | 88.9458 | 0 | 0 | 0 | 0 | 0 | 0 | 0.173 | 0 | 88.946 | 6.453 | 0 | 82.493 | 0 | 0 | 82.493 | 0 | 0 | 0 | 0 | [74 empty] | 9 | 0
|  |  |  | 9.7602 | 97.6019 | 0 | 0 | 0 | 0 | 0 | 0 | 0.173 | 0 | 97.602 | 1.528 | 0 | 96.074 | 0 | 0 | 96.074 | 0 | 0 | 0 | 0 | [74 empty] | 8 | 0
|  |  |  | 9.7075 | 97.075 | 0 | 0 | 0 | 0 | 0 | 0 | 0.173 | 0 | 97.075 | 0 | 0 | 102.778 | 0 | 5.703 | 97.075 | 0 | 0 | 0 | 0 | [74 empty] | 7 | 0
|  |  |  | 9.3245 | 93.2446 | 0 | 0 | 0 | 0 | 0 | 0 | 0.173 | 0 | 93.245 | 0 | 0 | 103.199 | 0 | 9.955 | 93.244 | 0 | 0 | 0 | 0 | [74 empty] | 6 | 0
|  |  |  | 9.4372 | 94.3723 | 0 | 0 | 0 | 0 | 0 | 0 | 0.173 | 0 | 94.372 | 0 | 0 | 98.124 | 0 | 3.752 | 94.372 | 0 | 0 | 0 | 0 | [74 empty] | 5 | 0
|  |  |  | 9.5451 | 95.4512 | 0 | 0 | 0 | 0 | 0 | 0 | 0.173 | 0 | 95.451 | 6.386 | 0 | 89.065 | 0 | 0 | 89.065 | 0 | 0 | 0 | 0 | [74 empty] | 4 | 0
|  |  |  | 9.2879 | 92.8786 | 0 | 0 | 0 | 0 | 0 | 0 | 0.173 | 0 | 92.879 | 22.223 | 0 | 70.656 | 0 | 0 | 70.656 | 0 | 0 | 0 | 0 | [74 empty] | 3 | 0
|  |  |  | 7.4466 | 74.466 | 0 | 0 | 0 | 0 | 0 | 0 | 0.173 | 0 | 74.466 | 29.155 | 0 | 45.311 | 0 | 0 | 45.311 | 0 | 0 | 0 | 0 | [74 empty] | 2 | 0
|  |  |  | 6.9229 | 69.229 | 0 | 0 | 0 | 0 | 0 | 0 | 0.173 | 0 | 69.229 | 52.07 | 0 | 17.159 | 0 | 0 | 17.159 | 0 | 0 | 0 | 0 | [74 empty] | 1 | 0
|  |  |  | 6.975 | 69.7496 | 0 | 0 | 0 | 0 | 0 | 0 | 0.173 | 0 | 69.75 | 69.008 | 0 | 0.742 | 0 | 0 | 0.742 | 0 | 0 | 0 | 0 | [74 empty] | 0 | 0
|  |  |  | 6.9861 | 69.8607 | 0 | 0 | 0 | 0 | 0 | 0 | 0.173 | 0 | 69.861 | 69.861 | 0 | 0 | 0 | 0 | 0 | 0 | 0 | 0 | 0 | [74 empty] | 0 | 0
|  |  |  | 2.0385 | 20.3851 | 0 | 0 | 0 | 0 | 0 | 0 | 0.173 | 0 | 20.385 | 20.385 | 0 | 0 | 0 | 0 | 0 | 0 | 0 | 0 | 0 | [74 empty] | 0 | 0
|  |  |  | 2.0341 | 20.3408 | 0 | 0 | 0 | 0 | 0 | 0 | 0.173 | 0 | 20.341 | 20.341 | 0 | 0 | 0 | 0 | 0 | 0 | 0 | 0 | 0 | [74 empty] | 0 | 0
|  |  |  | 2.048 | 20.4803 | 0 | 0 | 0 | 0 | 0 | 0 | 0.173 | 0 | 20.48 | 20.48 | 0 | 0 | 0 | 0 | 0 | 0 | 0 | 0 | 0 | [74 empty] | 0 | 0
|  |  |  | 2.034 | 20.3401 | 0 | 0 | 0 | 0 | 0 | 0 | 0.173 | 0 | 20.34 | 20.34 | 0 | 0 | 0 | 0 | 0 | 0 | 0 | 0 | 0 | [74 empty] | 0 | 0
|  |  |  | 2.0338 | 20.3381 | 0 | 0 | 0 | 0 | 0 | 0 | 0.173 | 0 | 20.338 | 20.338 | 0 | 0 | 0 | 0 | 0 | 0 | 0 | 0 | 0 | [74 empty] | 0 | 0
|  |  |  | 2.0334 | 20.3344 | 0 | 0 | 0 | 0 | 0 | 0 | 0.173 | 0 | 20.334 | 20.334 | 0 | 0 | 0 | 0 | 0 | 0 | 0 | 0 | 0 | [74 empty] | 0 | 0
|  |  |  | 2.0331 | 20.3308 | 0 | 0 | 0 | 0 | 0 | 0 | 0.173 | 0 | 20.331 | 20.331 | 0 | 0 | 0 | 0 | 0 | 0 | 0 | 0 | 0 | [74 empty] | 0 | 0
|  |  |  | 2.0685 | 20.6852 | 0 | 0 | 0 | 0 | 0 | 0 | 0.173 | 0 | 20.685 | 20.685 | 0 | 0 | 0 | 0 | 0 | 0 | 0 | 0 | 0 | [74 empty] | 0 | 0
|  |  |  | 2.0626 | 20.6261 | 0 | 0 | 0 | 0 | 0 | 0 | 0.173 | 0 | 20.626 | 20.626 | 0 | 0 | 0 | 0 | 0 | 0 | 0 | 0 | 0 | [74 empty] | 0 | 0
|  |  |  | 3.1689 | 31.6892 | 0 | 0 | 0 | 0 | 0 | 0 | 0.173 | 0 | 31.689 | 31.689 | 0 | 0 | 0 | 0 | 0 | 0 | 0 | 0 | 0 | [74 empty] | 0 | 0
|  |  |  | 6.4747 | 64.7471 | 0 | 0 | 0 | 0 | 0 | 0 | 0.173 | 0 | 64.747 | 63.467 | 0 | 1.28 | 0 | 0 | 1.28 | 0 | 0 | 0 | 0 | [74 empty] | 0 | 0
|  |  |  | 8.0635 | 80.6346 | 0 | 0 | 0 | 0 | 0 | 0 | 0.173 | 0 | 80.635 | 62.749 | 0 | 17.886 | 0 | 0 | 17.886 | 0 | 0 | 0 | 0 | [74 empty] | 11 | 0
|  |  |  | 8.3174 | 83.1745 | 0 | 0 | 0 | 0 | 0 | 0 | 0.173 | 0 | 83.175 | 37.631 | 0 | 45.543 | 0 | 0 | 45.543 | 0 | 0 | 0 | 0 | [74 empty] | 10 | 0
|  |  |  | 9.2043 | 92.0435 | 0 | 0 | 0 | 0 | 0 | 0 | 0.173 | 0 | 92.043 | 24.456 | 0 | 67.588 | 0 | 0 | 67.588 | 0 | 0 | 0 | 0 | [74 empty] | 9 | 0
|  |  |  | 9.7801 | 97.8014 | 0 | 0 | 0 | 0 | 0 | 0 | 0.173 | 0 | 97.801 | 21.111 | 0 | 76.691 | 0 | 0 | 76.691 | 0 | 0 | 0 | 0 | [74 empty] | 8 | 0
|  |  |  | 9.8427 | 98.4267 | 0 | 0 | 0 | 0 | 0 | 0 | 0.173 | 0 | 98.427 | 10.801 | 0 | 87.626 | 0 | 0 | 87.626 | 0 | 0 | 0 | 0 | [74 empty] | 7 | 0
|  |  |  | 10.1426 | 101.426 | 0 | 0 | 0 | 0 | 0 | 0 | 0.173 | 0 | 101.426 | 17.087 | 0 | 84.339 | 0 | 0 | 84.339 | 0 | 0 | 0 | 0 | [74 empty] | 6 | 0
|  |  |  | 11.4469 | 114.469 | 0 | 0 | 0 | 0 | 0 | 0 | 0.173 | 0 | 114.469 | 31.802 | 0 | 82.667 | 0 | 0 | 82.667 | 0 | 0 | 0 | 0 | [74 empty] | 5 | 0
|  |  |  | 12.0317 | 120.317 | 0 | 0 | 0 | 0 | 0 | 0 | 0.173 | 0 | 120.317 | 48.788 | 0 | 71.528 | 0 | 0 | 71.528 | 0 | 0 | 0 | 0 | [74 empty] | 4 | 0
|  |  |  | 12.7467 | 127.467 | 0 | 0 | 0 | 0 | 0 | 0 | 0.173 | 0 | 127.467 | 67.586 | 0 | 59.881 | 0 | 0 | 59.881 | 0 | 0 | 0 | 0 | [74 empty] | 3 | 0
|  |  |  | 11.9026 | 119.026 | 0 | 0 | 0 | 0 | 0 | 0 | 0.173 | 0 | 119.026 | 82.208 | 0 | 36.818 | 0 | 0 | 36.818 | 0 | 0 | 0 | 0 | [74 empty] | 2 | 0
|  |  |  | 11.1385 | 111.385 | 0 | 0 | 0 | 0 | 0 | 0 | 0.173 | 0 | 111.385 | 98.88 | 0 | 12.505 | 0 | 0 | 12.505 | 0 | 0 | 0 | 0 | [74 empty] | 1 | 0
|  |  |  | 10.1297 | 101.297 | 0 | 0 | 0 | 0 | 0 | 0 | 0.173 | 0 | 101.297 | 101.297 | 0 | 0 | 0 | 0 | 0 | 0 | 0 | 0 | 0 | [74 empty] | 0 | 0
|  |  |  | 9.1262 | 91.2623 | 0 | 0 | 0 | 0 | 0 | 0 | 0.173 | 0 | 91.262 | 91.262 | 0 | 0 | 0 | 0 | 0 | 0 | 0 | 0 | 0 | [74 empty] | 0 | 0
|  |  |  | 2.0357 | 20.3573 | 0 | 0 | 0 | 0 | 0 | 0 | 0.173 | 0 | 20.357 | 20.357 | 0 | 0 | 0 | 0 | 0 | 0 | 0 | 0 | 0 | [74 empty] | 0 | 0
|  |  |  | 2.0369 | 20.3687 | 0 | 0 | 0 | 0 | 0 | 0 | 0.173 | 0 | 20.369 | 20.369 | 0 | 0 | 0 | 0 | 0 | 0 | 0 | 0 | 0 | [74 empty] | 0 | 0
|  |  |  | 2.0508 | 20.5083 | 0 | 0 | 0 | 0 | 0 | 0 | 0.173 | 0 | 20.508 | 20.508 | 0 | 0 | 0 | 0 | 0 | 0 | 0 | 0 | 0 | [74 empty] | 0 | 0
|  |  |  | 2.037 | 20.37 | 0 | 0 | 0 | 0 | 0 | 0 | 0.173 | 0 | 20.37 | 20.37 | 0 | 0 | 0 | 0 | 0 | 0 | 0 | 0 | 0 | [74 empty] | 0 | 0
|  |  |  | 2.0366 | 20.3662 | 0 | 0 | 0 | 0 | 0 | 0 | 0.173 | 0 | 20.366 | 20.366 | 0 | 0 | 0 | 0 | 0 | 0 | 0 | 0 | 0 | [74 empty] | 0 | 0
|  |  |  | 2.0358 | 20.3581 | 0 | 0 | 0 | 0 | 0 | 0 | 0.173 | 0 | 20.358 | 20.358 | 0 | 0 | 0 | 0 | 0 | 0 | 0 | 0 | 0 | [74 empty] | 0 | 0
|  |  |  | 2.0346 | 20.3463 | 0 | 0 | 0 | 0 | 0 | 0 | 0.173 | 0 | 20.346 | 20.346 | 0 | 0 | 0 | 0 | 0 | 0 | 0 | 0 | 0 | [74 empty] | 0 | 0
|  |  |  | 2.0415 | 20.4148 | 0 | 0 | 0 | 0 | 0 | 0 | 0.173 | 0 | 20.415 | 20.415 | 0 | 0 | 0 | 0 | 0 | 0 | 0 | 0 | 0 | [74 empty] | 0 | 0
|  |  |  | 2.0407 | 20.407 | 0 | 0 | 0 | 0 | 0 | 0 | 0.173 | 0 | 20.407 | 20.407 | 0 | 0 | 0 | 0 | 0 | 0 | 0 | 0 | 0 | [74 empty] | 0 | 0
|  |  |  | 3.3017 | 33.0166 | 0 | 0 | 0 | 0 | 0 | 0 | 0.173 | 0 | 33.017 | 33.017 | 0 | 0 | 0 | 0 | 0 | 0 | 0 | 0 | 0 | [74 empty] | 0 | 0
|  |  |  | 6.6176 | 66.1761 | 0 | 0 | 0 | 0 | 0 | 0 | 0.173 | 0 | 66.176 | 57.306 | 0 | 8.87 | 0 | 0 | 8.87 | 0 | 0 | 0 | 0 | [74 empty] | 11 | 0
|  |  |  | 8.7016 | 87.0161 | 0 | 0 | 0 | 0 | 0 | 0 | 0.173 | 0 | 87.016 | 55.636 | 0 | 31.38 | 0 | 0 | 31.38 | 0 | 0 | 0 | 0 | [74 empty] | 10 | 0
|  |  |  | 9.7188 | 97.1875 | 0 | 0 | 0 | 0 | 0 | 0 | 0.173 | 0 | 97.188 | 39.59 | 0 | 57.598 | 0 | 0 | 57.598 | 0 | 0 | 0 | 0 | [74 empty] | 9 | 0
|  |  |  | 10.8605 | 108.605 | 0 | 0 | 0 | 0 | 0 | 0 | 0.173 | 0 | 108.605 | 40.261 | 0 | 68.344 | 0 | 0 | 68.344 | 0 | 0 | 0 | 0 | [74 empty] | 8 | 0
|  |  |  | 11.5549 | 115.549 | 0 | 0 | 0 | 0 | 0 | 0 | 0.173 | 0 | 115.549 | 31.486 | 0 | 84.063 | 0 | 0 | 84.063 | 0 | 0 | 0 | 0 | [74 empty] | 7 | 0
|  |  |  | 11.9937 | 119.937 | 0 | 0 | 0 | 0 | 0 | 0 | 0.173 | 0 | 119.937 | 19.573 | 0 | 100.364 | 0 | 0 | 100.364 | 0 | 0 | 0 | 0 | [74 empty] | 6 | 0
|  |  |  | 12.1146 | 121.146 | 0 | 0 | 0 | 0 | 0 | 0 | 0.173 | 0 | 121.146 | 43.365 | 0 | 77.781 | 0 | 0 | 77.781 | 0 | 0 | 0 | 0 | [74 empty] | 5 | 0
|  |  |  | 11.8054 | 118.054 | 0 | 0 | 0 | 0 | 0 | 0 | 0.173 | 0 | 118.054 | 45.929 | 0 | 72.125 | 0 | 0 | 72.125 | 0 | 0 | 0 | 0 | [74 empty] | 4 | 0
|  |  |  | 11.4668 | 114.668 | 0 | 0 | 0 | 0 | 0 | 0 | 0.173 | 0 | 114.668 | 73.851 | 0 | 40.817 | 0 | 0 | 40.817 | 0 | 0 | 0 | 0 | [74 empty] | 3 | 0
|  |  |  | 11.1375 | 111.375 | 0 | 0 | 0 | 0 | 0 | 0 | 0.173 | 0 | 111.375 | 91.861 | 0 | 19.514 | 0 | 0 | 19.514 | 0 | 0 | 0 | 0 | [74 empty] | 2 | 0
|  |  |  | 8.9445 | 89.4446 | 0 | 0 | 0 | 0 | 0 | 0 | 0.173 | 0 | 89.445 | 75.849 | 0 | 13.596 | 0 | 0 | 13.596 | 0 | 0 | 0 | 0 | [74 empty] | 1 | 0
|  |  |  | 8.266 | 82.6603 | 0 | 0 | 0 | 0 | 0 | 0 | 0.173 | 0 | 82.66 | 74.721 | 0 | 7.94 | 0 | 0 | 7.94 | 0 | 0 | 0 | 0 | [74 empty] | 0 | 0
|  |  |  | 7.761 | 77.6104 | 0 | 0 | 0 | 0 | 0 | 0 | 0.173 | 0 | 77.61 | 77.61 | 0 | 0 | 0 | 0 | 0 | 0 | 0 | 0 | 0 | [74 empty] | 0 | 0
|  |  |  | 7.29 | 72.9002 | 0 | 0 | 0 | 0 | 0 | 0 | 0.173 | 0 | 72.9 | 72.9 | 0 | 0 | 0 | 0 | 0 | 0 | 0 | 0 | 0 | [74 empty] | 0 | 0
|  |  |  | 2.0384 | 20.3843 | 0 | 0 | 0 | 0 | 0 | 0 | 0.173 | 0 | 20.384 | 20.384 | 0 | 0 | 0 | 0 | 0 | 0 | 0 | 0 | 0 | [74 empty] | 0 | 0
|  |  |  | 2.0344 | 20.3441 | 0 | 0 | 0 | 0 | 0 | 0 | 0.173 | 0 | 20.344 | 20.344 | 0 | 0 | 0 | 0 | 0 | 0 | 0 | 0 | 0 | [74 empty] | 0 | 0
|  |  |  | 2.0489 | 20.4893 | 0 | 0 | 0 | 0 | 0 | 0 | 0.173 | 0 | 20.489 | 20.489 | 0 | 0 | 0 | 0 | 0 | 0 | 0 | 0 | 0 | [74 empty] | 0 | 0
|  |  |  | 2.0347 | 20.3469 | 0 | 0 | 0 | 0 | 0 | 0 | 0.173 | 0 | 20.347 | 20.347 | 0 | 0 | 0 | 0 | 0 | 0 | 0 | 0 | 0 | [74 empty] | 0 | 0
|  |  |  | 2.0346 | 20.3462 | 0 | 0 | 0 | 0 | 0 | 0 | 0.173 | 0 | 20.346 | 20.346 | 0 | 0 | 0 | 0 | 0 | 0 | 0 | 0 | 0 | [74 empty] | 0 | 0
|  |  |  | 2.0343 | 20.3428 | 0 | 0 | 0 | 0 | 0 | 0 | 0.173 | 0 | 20.343 | 20.343 | 0 | 0 | 0 | 0 | 0 | 0 | 0 | 0 | 0 | [74 empty] | 0 | 0
|  |  |  | 2.0337 | 20.337 | 0 | 0 | 0 | 0 | 0 | 0 | 0.173 | 0 | 20.337 | 20.337 | 0 | 0 | 0 | 0 | 0 | 0 | 0 | 0 | 0 | [74 empty] | 0 | 0
|  |  |  | 2.0406 | 20.4057 | 0 | 0 | 0 | 0 | 0 | 0 | 0.173 | 0 | 20.406 | 20.406 | 0 | 0 | 0 | 0 | 0 | 0 | 0 | 0 | 0 | [74 empty] | 0 | 0
|  |  |  | 2.0398 | 20.3976 | 0 | 0 | 0 | 0 | 0 | 0 | 0.173 | 0 | 20.398 | 20.398 | 0 | 0 | 0 | 0 | 0 | 0 | 0 | 0 | 0 | [74 empty] | 0 | 0
|  |  |  | 3.1518 | 31.5181 | 0 | 0 | 0 | 0 | 0 | 0 | 0.173 | 0 | 31.518 | 31.518 | 0 | 0 | 0 | 0 | 0 | 0 | 0 | 0 | 0 | [74 empty] | 0 | 0
|  |  |  | 6.4606 | 64.6061 | 0 | 0 | 0 | 0 | 0 | 0 | 0.173 | 0 | 64.606 | 53.962 | 0 | 10.644 | 0 | 0 | 10.644 | 0 | 0 | 0 | 0 | [74 empty] | 12 | 0
|  |  |  | 8.3318 | 83.3181 | 0 | 0 | 0 | 0 | 0 | 0 | 0.173 | 0 | 83.318 | 47.038 | 0 | 36.28 | 0 | 0 | 36.28 | 0 | 0 | 0 | 0 | [74 empty] | 11 | 0
|  |  |  | 9.2119 | 92.1192 | 0 | 0 | 0 | 0 | 0 | 0 | 0.173 | 0 | 92.119 | 79.41 | 0 | 12.709 | 0 | 0 | 12.709 | 0 | 0 | 0 | 0 | [74 empty] | 10 | 0
|  |  |  | 10.4972 | 104.972 | 0 | 0 | 0 | 0 | 0 | 0 | 0.173 | 0 | 104.972 | 19.324 | 0 | 85.648 | 0 | 0 | 85.648 | 0 | 0 | 0 | 0 | [74 empty] | 9 | 0
|  |  |  | 11.6839 | 116.839 | 0 | 0 | 0 | 0 | 0 | 0 | 0.173 | 0 | 116.839 | 18.715 | 0 | 98.124 | 0 | 0 | 98.124 | 0 | 0 | 0 | 0 | [74 empty] | 8 | 0
|  |  |  | 12.6443 | 126.443 | 0 | 0 | 0 | 0 | 0 | 0 | 0.173 | 0 | 126.443 | 20.234 | 0 | 106.209 | 0 | 0 | 106.209 | 0 | 0 | 0 | 0 | [74 empty] | 7 | 0
|  |  |  | 12.5986 | 125.986 | 0 | 0 | 0 | 0 | 0 | 0 | 0.173 | 0 | 125.986 | 18.599 | 0 | 107.387 | 0 | 0 | 107.387 | 0 | 0 | 0 | 0 | [74 empty] | 6 | 0
|  |  |  | 11.7169 | 117.169 | 0 | 0 | 0 | 0 | 0 | 0 | 0.173 | 0 | 117.169 | 13.46 | 0 | 103.708 | 0 | 0 | 103.708 | 0 | 0 | 0 | 0 | [74 empty] | 5 | 0
|  |  |  | 10.6308 | 106.308 | 0 | 0 | 0 | 0 | 0 | 0 | 0.173 | 0 | 106.308 | 14.858 | 0 | 91.45 | 0 | 0 | 91.45 | 0 | 0 | 0 | 0 | [74 empty] | 4 | 0
|  |  |  | 10.064 | 100.64 | 0 | 0 | 0 | 0 | 0 | 0 | 0.173 | 0 | 100.64 | 41.327 | 0 | 59.314 | 0 | 0 | 59.314 | 0 | 0 | 0 | 0 | [74 empty] | 3 | 0
|  |  |  | 8.0263 | 80.2627 | 0 | 0 | 0 | 0 | 0 | 0 | 0.173 | 0 | 80.263 | 42.426 | 0 | 37.836 | 0 | 0 | 37.836 | 0 | 0 | 0 | 0 | [74 empty] | 2 | 0
|  |  |  | 7.3941 | 73.9413 | 0 | 0 | 0 | 0 | 0 | 0 | 0.173 | 0 | 73.941 | 61.421 | 0 | 12.52 | 0 | 0 | 12.52 | 0 | 0 | 0 | 0 | [74 empty] | 1 | 0
|  |  |  | 7.1204 | 71.2043 | 0 | 0 | 0 | 0 | 0 | 0 | 0.173 | 0 | 71.204 | 70.855 | 0 | 0.349 | 0 | 0 | 0.349 | 0 | 0 | 0 | 0 | [74 empty] | 0 | 0
|  |  |  | 7.0281 | 70.2811 | 0 | 0 | 0 | 0 | 0 | 0 | 0.173 | 0 | 70.281 | 70.281 | 0 | 0 | 0 | 0 | 0 | 0 | 0 | 0 | 0 | [74 empty] | 0 | 0
|  |  |  | 2.0385 | 20.3855 | 0 | 0 | 0 | 0 | 0 | 0 | 0.173 | 0 | 20.386 | 20.386 | 0 | 0 | 0 | 0 | 0 | 0 | 0 | 0 | 0 | [74 empty] | 0 | 0
|  |  |  | 2.0336 | 20.3363 | 0 | 0 | 0 | 0 | 0 | 0 | 0.173 | 0 | 20.336 | 20.336 | 0 | 0 | 0 | 0 | 0 | 0 | 0 | 0 | 0 | [74 empty] | 0 | 0
|  |  |  | 2.0482 | 20.482 | 0 | 0 | 0 | 0 | 0 | 0 | 0.173 | 0 | 20.482 | 20.482 | 0 | 0 | 0 | 0 | 0 | 0 | 0 | 0 | 0 | [74 empty] | 0 | 0
|  |  |  | 2.0339 | 20.3389 | 0 | 0 | 0 | 0 | 0 | 0 | 0.173 | 0 | 20.339 | 20.339 | 0 | 0 | 0 | 0 | 0 | 0 | 0 | 0 | 0 | [74 empty] | 0 | 0
|  |  |  | 2.0336 | 20.3363 | 0 | 0 | 0 | 0 | 0 | 0 | 0.173 | 0 | 20.336 | 20.336 | 0 | 0 | 0 | 0 | 0 | 0 | 0 | 0 | 0 | [74 empty] | 0 | 0
|  |  |  | 2.0332 | 20.3325 | 0 | 0 | 0 | 0 | 0 | 0 | 0.173 | 0 | 20.332 | 20.332 | 0 | 0 | 0 | 0 | 0 | 0 | 0 | 0 | 0 | [74 empty] | 0 | 0
|  |  |  | 2.0329 | 20.329 | 0 | 0 | 0 | 0 | 0 | 0 | 0.173 | 0 | 20.329 | 20.329 | 0 | 0 | 0 | 0 | 0 | 0 | 0 | 0 | 0 | [74 empty] | 0 | 0
|  |  |  | 2.068 | 20.6798 | 0 | 0 | 0 | 0 | 0 | 0 | 0.173 | 0 | 20.68 | 20.68 | 0 | 0 | 0 | 0 | 0 | 0 | 0 | 0 | 0 | [74 empty] | 0 | 0
|  |  |  | 2.0618 | 20.618 | 0 | 0 | 0 | 0 | 0 | 0 | 0.173 | 0 | 20.618 | 20.618 | 0 | 0 | 0 | 0 | 0 | 0 | 0 | 0 | 0 | [74 empty] | 0 | 0
|  |  |  | 3.032 | 30.3201 | 0 | 0 | 0 | 0 | 0 | 0 | 0.173 | 0 | 30.32 | 30.32 | 0 | 0 | 0 | 0 | 0 | 0 | 0 | 0 | 0 | [74 empty] | 0 | 0
|  |  |  | 6.4023 | 64.0231 | 0 | 0 | 0 | 0 | 0 | 0 | 0.173 | 0 | 64.023 | 61.071 | 0 | 2.952 | 0 | 0 | 2.952 | 0 | 0 | 0 | 0 | [74 empty] | 0 | 0
|  |  |  | 8.1967 | 81.9666 | 0 | 0 | 0 | 0 | 0 | 0 | 0.173 | 0 | 81.967 | 51.721 | 0 | 30.246 | 0 | 0 | 30.246 | 0 | 0 | 0 | 0 | [74 empty] | 11 | 0
|  |  |  | 8.7001 | 87.001 | 0 | 0 | 0 | 0 | 0 | 0 | 0.173 | 0 | 87.001 | 61.263 | 0 | 25.738 | 0 | 0 | 25.738 | 0 | 0 | 0 | 0 | [74 empty] | 10 | 0
|  |  |  | 9.1352 | 91.3521 | 0 | 0 | 0 | 0 | 0 | 0 | 0.173 | 0 | 91.352 | 79.196 | 0 | 12.156 | 0 | 0 | 12.156 | 0 | 0 | 0 | 0 | [74 empty] | 9 | 0
|  |  |  | 9.5979 | 95.9786 | 0 | 0 | 0 | 0 | 0 | 0 | 0.173 | 0 | 95.979 | 21.018 | 0 | 74.96 | 0 | 0 | 74.96 | 0 | 0 | 0 | 0 | [74 empty] | 8 | 0
|  |  |  | 9.5968 | 95.9684 | 0 | 0 | 0 | 0 | 0 | 0 | 0.173 | 0 | 95.968 | 82.3 | 0 | 13.669 | 0 | 0 | 13.669 | 0 | 0 | 0 | 0 | [74 empty] | 7 | 0
|  |  |  | 9.2885 | 92.8853 | 0 | 0 | 0 | 0 | 0 | 0 | 0.173 | 0 | 92.885 | 47.284 | 0 | 45.601 | 0 | 0 | 45.601 | 0 | 0 | 0 | 0 | [74 empty] | 6 | 0
|  |  |  | 9.4173 | 94.1731 | 0 | 0 | 0 | 0 | 0 | 0 | 0.173 | 0 | 94.173 | 0 | 0 | 100.989 | 0 | 6.816 | 94.173 | 0 | 0 | 0 | 0 | [74 empty] | 5 | 0
|  |  |  | 9.3496 | 93.4964 | 0 | 0 | 0 | 0 | 0 | 0 | 0.173 | 0 | 93.496 | 5.391 | 0 | 88.105 | 0 | 0 | 88.105 | 0 | 0 | 0 | 0 | [74 empty] | 4 | 0
|  |  |  | 8.9236 | 89.2364 | 0 | 0 | 0 | 0 | 0 | 0 | 0.173 | 0 | 89.236 | 17.592 | 0 | 71.645 | 0 | 0 | 71.645 | 0 | 0 | 0 | 0 | [74 empty] | 3 | 0
|  |  |  | 7.0787 | 70.7872 | 0 | 0 | 0 | 0 | 0 | 0 | 0.173 | 0 | 70.787 | 24.997 | 0 | 45.79 | 0 | 0 | 45.79 | 0 | 0 | 0 | 0 | [74 empty] | 2 | 0
|  |  |  | 6.8464 | 68.4639 | 0 | 0 | 0 | 0 | 0 | 0 | 0.173 | 0 | 68.464 | 49.895 | 0 | 18.569 | 0 | 0 | 18.569 | 0 | 0 | 0 | 0 | [74 empty] | 1 | 0
|  |  |  | 6.9457 | 69.4572 | 0 | 0 | 0 | 0 | 0 | 0 | 0.173 | 0 | 69.457 | 68.352 | 0 | 1.105 | 0 | 0 | 1.105 | 0 | 0 | 0 | 0 | [74 empty] | 0 | 0
|  |  |  | 6.9317 | 69.3172 | 0 | 0 | 0 | 0 | 0 | 0 | 0.173 | 0 | 69.317 | 69.317 | 0 | 0 | 0 | 0 | 0 | 0 | 0 | 0 | 0 | [74 empty] | 0 | 0
|  |  |  | 2.0326 | 20.3263 | 0 | 0 | 0 | 0 | 0 | 0 | 0.173 | 0 | 20.326 | 20.326 | 0 | 0 | 0 | 0 | 0 | 0 | 0 | 0 | 0 | [74 empty] | 0 | 0
|  |  |  | 2.0336 | 20.3356 | 0 | 0 | 0 | 0 | 0 | 0 | 0.173 | 0 | 20.336 | 20.336 | 0 | 0 | 0 | 0 | 0 | 0 | 0 | 0 | 0 | [74 empty] | 0 | 0
|  |  |  | 2.0478 | 20.4782 | 0 | 0 | 0 | 0 | 0 | 0 | 0.173 | 0 | 20.478 | 20.478 | 0 | 0 | 0 | 0 | 0 | 0 | 0 | 0 | 0 | [74 empty] | 0 | 0
|  |  |  | 2.0338 | 20.3376 | 0 | 0 | 0 | 0 | 0 | 0 | 0.173 | 0 | 20.338 | 20.338 | 0 | 0 | 0 | 0 | 0 | 0 | 0 | 0 | 0 | [74 empty] | 0 | 0
|  |  |  | 2.0337 | 20.3374 | 0 | 0 | 0 | 0 | 0 | 0 | 0.173 | 0 | 20.337 | 20.337 | 0 | 0 | 0 | 0 | 0 | 0 | 0 | 0 | 0 | [74 empty] | 0 | 0
|  |  |  | 2.0335 | 20.3349 | 0 | 0 | 0 | 0 | 0 | 0 | 0.173 | 0 | 20.335 | 20.335 | 0 | 0 | 0 | 0 | 0 | 0 | 0 | 0 | 0 | [74 empty] | 0 | 0
|  |  |  | 2.0331 | 20.3312 | 0 | 0 | 0 | 0 | 0 | 0 | 0.173 | 0 | 20.331 | 20.331 | 0 | 0 | 0 | 0 | 0 | 0 | 0 | 0 | 0 | [74 empty] | 0 | 0
|  |  |  | 2.0401 | 20.401 | 0 | 0 | 0 | 0 | 0 | 0 | 0.173 | 0 | 20.401 | 20.401 | 0 | 0 | 0 | 0 | 0 | 0 | 0 | 0 | 0 | [74 empty] | 0 | 0
|  |  |  | 2.0393 | 20.3931 | 0 | 0 | 0 | 0 | 0 | 0 | 0.173 | 0 | 20.393 | 20.393 | 0 | 0 | 0 | 0 | 0 | 0 | 0 | 0 | 0 | [74 empty] | 0 | 0
|  |  |  | 1.8134 | 18.1341 | 0 | 0 | 0 | 0 | 0 | 0 | 0.173 | 0 | 18.134 | 18.134 | 0 | 0 | 0 | 0 | 0 | 0 | 0 | 0 | 0 | [74 empty] | 0 | 0
|  |  |  | 1.6989 | 16.9892 | 0 | 0 | 0 | 0 | 0 | 0 | 0.173 | 0 | 16.989 | 16.378 | 0 | 0.611 | 0 | 0 | 0.611 | 0 | 0 | 0 | 0 | [74 empty] | 0 | 0
|  |  |  | 1.7001 | 17.0012 | 0 | 0 | 0 | 0 | 0 | 0 | 0.173 | 0 | 17.001 | 0 | 0 | 22.423 | 0 | 5.421 | 17.002 | 0 | 0 | 0 | 0 | [74 empty] | 11 | 0
|  |  |  | 1.7021 | 17.0209 | 0 | 0 | 0 | 0 | 0 | 0 | 0.173 | 0 | 17.021 | 0 | 0 | 32.034 | 0 | 15.013 | 17.021 | 0 | 0 | 0 | 0 | [74 empty] | 10 | 0
|  |  |  | 1.7027 | 17.0275 | 0 | 0 | 0 | 0 | 0 | 0 | 0.173 | 0 | 17.028 | 0 | 0 | 57.511 | 0 | 40.483 | 17.028 | 0 | 0 | 0 | 0 | [74 empty] | 9 | 0
|  |  |  | 1.7151 | 17.1506 | 0 | 0 | 0 | 0 | 0 | 0 | 0.173 | 0 | 17.151 | 0 | 0 | 83.438 | 0 | 66.287 | 17.151 | 0 | 0 | 0 | 0 | [74 empty] | 8 | 0
|  |  |  | 2.1717 | 21.7169 | 0 | 0 | 0 | 0 | 0 | 0 | 0.173 | 0 | 21.717 | 0 | 0 | 90.214 | 0 | 68.497 | 21.717 | 0 | 0 | 0 | 0 | [74 empty] | 7 | 0
|  |  |  | 2.4005 | 24.0053 | 0 | 0 | 0 | 0 | 0 | 0 | 0.173 | 0 | 24.005 | 0 | 0 | 76.618 | 0 | 52.613 | 24.005 | 0 | 0 | 0 | 0 | [74 empty] | 6 | 0
|  |  |  | 2.4904 | 24.9036 | 0 | 0 | 0 | 0 | 0 | 0 | 0.173 | 0 | 24.904 | 0 | 0 | 37.793 | 0 | 12.889 | 24.904 | 0 | 0 | 0 | 0 | [74 empty] | 5 | 0
|  |  |  | 2.6042 | 26.0416 | 0 | 0 | 0 | 0 | 0 | 0 | 0.173 | 0 | 26.042 | 0 | 0 | 57.874 | 0 | 31.833 | 26.041 | 0 | 0 | 0 | 0 | [74 empty] | 4 | 0
|  |  |  | 2.2466 | 22.4665 | 0 | 0 | 0 | 0 | 0 | 0 | 0.173 | 0 | 22.466 | 0 | 0 | 39.916 | 0 | 17.449 | 22.467 | 0 | 0 | 0 | 0 | [74 empty] | 3 | 0
|  |  |  | 2.08 | 20.7995 | 0 | 0 | 0 | 0 | 0 | 0 | 0.173 | 0 | 20.799 | 11.231 | 0 | 9.568 | 0 | 0 | 9.568 | 0 | 0 | 0 | 0 | [74 empty] | 2 | 0
|  |  |  | 1.9653 | 19.6531 | 0 | 0 | 0 | 0 | 0 | 0 | 0.173 | 0 | 19.653 | 4.588 | 0 | 15.065 | 0 | 0 | 15.065 | 0 | 0 | 0 | 0 | [74 empty] | 1 | 0
|  |  |  | 1.9879 | 19.8791 | 0 | 0 | 0 | 0 | 0 | 0 | 0.173 | 0 | 19.879 | 19.399 | 0 | 0.48 | 0 | 0 | 0.48 | 0 | 0 | 0 | 0 | [74 empty] | 0 | 0
|  |  |  | 2.0435 | 20.4352 | 0 | 0 | 0 | 0 | 0 | 0 | 0.173 | 0 | 20.435 | 20.435 | 0 | 0 | 0 | 0 | 0 | 0 | 0 | 0 | 0 | [74 empty] | 0 | 0
|  |  |  | 2.0399 | 20.3988 | 0 | 0 | 0 | 0 | 0 | 0 | 0.173 | 0 | 20.399 | 20.399 | 0 | 0 | 0 | 0 | 0 | 0 | 0 | 0 | 0 | [74 empty] | 0 | 0
|  |  |  | 2.0341 | 20.3413 | 0 | 0 | 0 | 0 | 0 | 0 | 0.173 | 0 | 20.341 | 20.341 | 0 | 0 | 0 | 0 | 0 | 0 | 0 | 0 | 0 | [74 empty] | 0 | 0
|  |  |  | 2.0473 | 20.4725 | 0 | 0 | 0 | 0 | 0 | 0 | 0.173 | 0 | 20.472 | 20.472 | 0 | 0 | 0 | 0 | 0 | 0 | 0 | 0 | 0 | [74 empty] | 0 | 0
|  |  |  | 2.0341 | 20.3413 | 0 | 0 | 0 | 0 | 0 | 0 | 0.173 | 0 | 20.341 | 20.341 | 0 | 0 | 0 | 0 | 0 | 0 | 0 | 0 | 0 | [74 empty] | 0 | 0
|  |  |  | 2.0339 | 20.3385 | 0 | 0 | 0 | 0 | 0 | 0 | 0.173 | 0 | 20.339 | 20.339 | 0 | 0 | 0 | 0 | 0 | 0 | 0 | 0 | 0 | [74 empty] | 0 | 0
|  |  |  | 2.0335 | 20.3354 | 0 | 0 | 0 | 0 | 0 | 0 | 0.173 | 0 | 20.335 | 20.335 | 0 | 0 | 0 | 0 | 0 | 0 | 0 | 0 | 0 | [74 empty] | 0 | 0
|  |  |  | 2.0331 | 20.3313 | 0 | 0 | 0 | 0 | 0 | 0 | 0.173 | 0 | 20.331 | 20.331 | 0 | 0 | 0 | 0 | 0 | 0 | 0 | 0 | 0 | [74 empty] | 0 | 0
|  |  |  | 2.0403 | 20.4027 | 0 | 0 | 0 | 0 | 0 | 0 | 0.173 | 0 | 20.403 | 20.403 | 0 | 0 | 0 | 0 | 0 | 0 | 0 | 0 | 0 | [74 empty] | 0 | 0
|  |  |  | 2.0397 | 20.3966 | 0 | 0 | 0 | 0 | 0 | 0 | 0.173 | 0 | 20.397 | 20.397 | 0 | 0 | 0 | 0 | 0 | 0 | 0 | 0 | 0 | [74 empty] | 0 | 0
|  |  |  | 1.8135 | 18.1355 | 0 | 0 | 0 | 0 | 0 | 0 | 0.173 | 0 | 18.136 | 18.136 | 0 | 0 | 0 | 0 | 0 | 0 | 0 | 0 | 0 | [74 empty] | 0 | 0
|  |  |  | 1.6992 | 16.9924 | 0 | 0 | 0 | 0 | 0 | 0 | 0.173 | 0 | 16.992 | 16.992 | 0 | 0 | 0 | 0 | 0 | 0 | 0 | 0 | 0 | [74 empty] | 0 | 0
|  |  |  | 1.7009 | 17.0094 | 0 | 0 | 0 | 0 | 0 | 0 | 0.173 | 0 | 17.009 | 0 | 0 | 21.23 | 0 | 4.221 | 17.009 | 0 | 0 | 0 | 0 | [74 empty] | 11 | 0
|  |  |  | 1.7029 | 17.0286 | 0 | 0 | 0 | 0 | 0 | 0 | 0.173 | 0 | 17.029 | 6.646 | 0 | 10.382 | 0 | 0 | 10.382 | 0 | 0 | 0 | 0 | [74 empty] | 10 | 0
|  |  |  | 1.7034 | 17.034 | 0 | 0 | 0 | 0 | 0 | 0 | 0.173 | 0 | 17.034 | 0 | 0 | 35.248 | 0 | 18.214 | 17.034 | 0 | 0 | 0 | 0 | [74 empty] | 9 | 0
|  |  |  | 1.716 | 17.1595 | 0 | 0 | 0 | 0 | 0 | 0 | 0.173 | 0 | 17.16 | 0 | 0 | 54.079 | 0 | 36.919 | 17.16 | 0 | 0 | 0 | 0 | [74 empty] | 8 | 0
|  |  |  | 2.3707 | 23.7069 | 0 | 0 | 0 | 0 | 0 | 0 | 0.173 | 0 | 23.707 | 0 | 0 | 39.509 | 0 | 15.802 | 23.707 | 0 | 0 | 0 | 0 | [74 empty] | 7 | 0
|  |  |  | 2.5285 | 25.2848 | 0 | 0 | 0 | 0 | 0 | 0 | 0.173 | 0 | 25.285 | 0 | 0 | 25.593 | 0 | 0.308 | 25.285 | 0 | 0 | 0 | 0 | [74 empty] | 6 | 0
|  |  |  | 2.4974 | 24.9739 | 0 | 0 | 0 | 0 | 0 | 0 | 0.173 | 0 | 24.974 | 14.693 | 0 | 10.281 | 0 | 0 | 10.281 | 0 | 0 | 0 | 0 | [74 empty] | 5 | 0
|  |  |  | 2.5496 | 25.4962 | 0 | 0 | 0 | 0 | 0 | 0 | 0.173 | 0 | 25.496 | 12.758 | 0 | 12.738 | 0 | 0 | 12.738 | 0 | 0 | 0 | 0 | [74 empty] | 4 | 0
|  |  |  | 2.4109 | 24.109 | 0 | 0 | 0 | 0 | 0 | 0 | 0.173 | 0 | 24.109 | 4.522 | 0 | 19.587 | 0 | 0 | 19.587 | 0 | 0 | 0 | 0 | [74 empty] | 3 | 0
|  |  |  | 2.1793 | 21.7935 | 0 | 0 | 0 | 0 | 0 | 0 | 0.173 | 0 | 21.794 | 16.849 | 0 | 4.944 | 0 | 0 | 4.944 | 0 | 0 | 0 | 0 | [74 empty] | 2 | 0
|  |  |  | 1.8522 | 18.5218 | 0 | 0 | 0 | 0 | 0 | 0 | 0.173 | 0 | 18.522 | 13.956 | 0 | 4.566 | 0 | 0 | 4.566 | 0 | 0 | 0 | 0 | [74 empty] | 1 | 0
|  |  |  | 1.9322 | 19.3224 | 0 | 0 | 0 | 0 | 0 | 0 | 0.173 | 0 | 19.322 | 18.973 | 0 | 0.349 | 0 | 0 | 0.349 | 0 | 0 | 0 | 0 | [74 empty] | 0 | 0
|  |  |  | 2.0446 | 20.4455 | 0 | 0 | 0 | 0 | 0 | 0 | 0.173 | 0 | 20.446 | 20.446 | 0 | 0 | 0 | 0 | 0 | 0 | 0 | 0 | 0 | [74 empty] | 0 | 0
|  |  |  | 2.0406 | 20.4062 | 0 | 0 | 0 | 0 | 0 | 0 | 0.173 | 0 | 20.406 | 20.406 | 0 | 0 | 0 | 0 | 0 | 0 | 0 | 0 | 0 | [74 empty] | 0 | 0
|  |  |  | 2.0346 | 20.3461 | 0 | 0 | 0 | 0 | 0 | 0 | 0.173 | 0 | 20.346 | 20.346 | 0 | 0 | 0 | 0 | 0 | 0 | 0 | 0 | 0 | [74 empty] | 0 | 0
|  |  |  | 2.0475 | 20.4749 | 0 | 0 | 0 | 0 | 0 | 0 | 0.173 | 0 | 20.475 | 20.475 | 0 | 0 | 0 | 0 | 0 | 0 | 0 | 0 | 0 | [74 empty] | 0 | 0
|  |  |  | 2.0342 | 20.3419 | 0 | 0 | 0 | 0 | 0 | 0 | 0.173 | 0 | 20.342 | 20.342 | 0 | 0 | 0 | 0 | 0 | 0 | 0 | 0 | 0 | [74 empty] | 0 | 0
|  |  |  | 2.0338 | 20.3381 | 0 | 0 | 0 | 0 | 0 | 0 | 0.173 | 0 | 20.338 | 20.338 | 0 | 0 | 0 | 0 | 0 | 0 | 0 | 0 | 0 | [74 empty] | 0 | 0
|  |  |  | 2.0332 | 20.3318 | 0 | 0 | 0 | 0 | 0 | 0 | 0.173 | 0 | 20.332 | 20.332 | 0 | 0 | 0 | 0 | 0 | 0 | 0 | 0 | 0 | [74 empty] | 0 | 0
|  |  |  | 2.0329 | 20.3287 | 0 | 0 | 0 | 0 | 0 | 0 | 0.173 | 0 | 20.329 | 20.329 | 0 | 0 | 0 | 0 | 0 | 0 | 0 | 0 | 0 | [74 empty] | 0 | 0
|  |  |  | 2.0401 | 20.401 | 0 | 0 | 0 | 0 | 0 | 0 | 0.173 | 0 | 20.401 | 20.401 | 0 | 0 | 0 | 0 | 0 | 0 | 0 | 0 | 0 | [74 empty] | 0 | 0
|  |  |  | 2.0394 | 20.3937 | 0 | 0 | 0 | 0 | 0 | 0 | 0.173 | 0 | 20.394 | 20.394 | 0 | 0 | 0 | 0 | 0 | 0 | 0 | 0 | 0 | [74 empty] | 0 | 0
|  |  |  | 3.2795 | 32.7949 | 0 | 0 | 0 | 0 | 0 | 0 | 0.173 | 0 | 32.795 | 32.795 | 0 | 0 | 0 | 0 | 0 | 0 | 0 | 0 | 0 | [74 empty] | 0 | 0
|  |  |  | 6.5612 | 65.6116 | 0 | 0 | 0 | 0 | 0 | 0 | 0.173 | 0 | 65.612 | 57.73 | 0 | 7.881 | 0 | 0 | 7.881 | 0 | 0 | 0 | 0 | [74 empty] | 12 | 0
|  |  |  | 8.261 | 82.6102 | 0 | 0 | 0 | 0 | 0 | 0 | 0.173 | 0 | 82.61 | 73.9 | 0 | 8.71 | 0 | 0 | 8.71 | 0 | 0 | 0 | 0 | [74 empty] | 11 | 0
|  |  |  | 8.6089 | 86.0892 | 0 | 0 | 0 | 0 | 0 | 0 | 0.173 | 0 | 86.089 | 69.338 | 0 | 16.752 | 0 | 0 | 16.752 | 0 | 0 | 0 | 0 | [74 empty] | 10 | 0
|  |  |  | 8.9601 | 89.6009 | 0 | 0 | 0 | 0 | 0 | 0 | 0.173 | 0 | 89.601 | 14.088 | 0 | 75.513 | 0 | 0 | 75.513 | 0 | 0 | 0 | 0 | [74 empty] | 9 | 0
|  |  |  | 9.0476 | 90.4764 | 0 | 0 | 0 | 0 | 0 | 0 | 0.173 | 0 | 90.476 | 0 | 0 | 92.599 | 0 | 2.122 | 90.477 | 0 | 0 | 0 | 0 | [74 empty] | 8 | 0
|  |  |  | 9.0877 | 90.8769 | 0 | 0 | 0 | 0 | 0 | 0 | 0.173 | 0 | 90.877 | 0 | 0 | 96.219 | 0 | 5.343 | 90.876 | 0 | 0 | 0 | 0 | [74 empty] | 7 | 0
|  |  |  | 8.9734 | 89.7337 | 0 | 0 | 0 | 0 | 0 | 0 | 0.173 | 0 | 89.734 | 0 | 0 | 111.095 | 0 | 21.362 | 89.733 | 0 | 0 | 0 | 0 | [74 empty] | 6 | 0
|  |  |  | 9.0494 | 90.494 | 0 | 0 | 0 | 0 | 0 | 0 | 0.173 | 0 | 90.494 | 0 | 0 | 102.254 | 0 | 11.76 | 90.494 | 0 | 0 | 0 | 0 | [74 empty] | 5 | 0
|  |  |  | 9.0027 | 90.0267 | 0 | 0 | 0 | 0 | 0 | 0 | 0.173 | 0 | 90.027 | 0 | 0 | 90.461 | 0 | 0.434 | 90.027 | 0 | 0 | 0 | 0 | [74 empty] | 4 | 0
|  |  |  | 8.5894 | 85.8941 | 0 | 0 | 0 | 0 | 0 | 0 | 0.173 | 0 | 85.894 | 13.857 | 0 | 72.037 | 0 | 0 | 72.037 | 0 | 0 | 0 | 0 | [74 empty] | 3 | 0
|  |  |  | 6.896 | 68.9596 | 0 | 0 | 0 | 0 | 0 | 0 | 0.173 | 0 | 68.96 | 21.366 | 0 | 47.594 | 0 | 0 | 47.594 | 0 | 0 | 0 | 0 | [74 empty] | 2 | 0
|  |  |  | 6.6654 | 66.6536 | 0 | 0 | 0 | 0 | 0 | 0 | 0.173 | 0 | 66.654 | 55.079 | 0 | 11.575 | 0 | 0 | 11.575 | 0 | 0 | 0 | 0 | [74 empty] | 1 | 0
|  |  |  | 6.8321 | 68.321 | 0 | 0 | 0 | 0 | 0 | 0 | 0.173 | 0 | 68.321 | 66.969 | 0 | 1.352 | 0 | 0 | 1.352 | 0 | 0 | 0 | 0 | [74 empty] | 0 | 0
|  |  |  | 6.9185 | 69.1855 | 0 | 0 | 0 | 0 | 0 | 0 | 0.173 | 0 | 69.185 | 69.185 | 0 | 0 | 0 | 0 | 0 | 0 | 0 | 0 | 0 | [74 empty] | 0 | 0
|  |  |  | 2.038 | 20.3804 | 0 | 0 | 0 | 0 | 0 | 0 | 0.173 | 0 | 20.38 | 20.38 | 0 | 0 | 0 | 0 | 0 | 0 | 0 | 0 | 0 | [74 empty] | 0 | 0
|  |  |  | 2.0333 | 20.3332 | 0 | 0 | 0 | 0 | 0 | 0 | 0.173 | 0 | 20.333 | 20.333 | 0 | 0 | 0 | 0 | 0 | 0 | 0 | 0 | 0 | [74 empty] | 0 | 0
|  |  |  | 2.0472 | 20.4724 | 0 | 0 | 0 | 0 | 0 | 0 | 0.173 | 0 | 20.472 | 20.472 | 0 | 0 | 0 | 0 | 0 | 0 | 0 | 0 | 0 | [74 empty] | 0 | 0
|  |  |  | 2.0333 | 20.3326 | 0 | 0 | 0 | 0 | 0 | 0 | 0.173 | 0 | 20.333 | 20.333 | 0 | 0 | 0 | 0 | 0 | 0 | 0 | 0 | 0 | [74 empty] | 0 | 0
|  |  |  | 2.0331 | 20.3312 | 0 | 0 | 0 | 0 | 0 | 0 | 0.173 | 0 | 20.331 | 20.331 | 0 | 0 | 0 | 0 | 0 | 0 | 0 | 0 | 0 | [74 empty] | 0 | 0
|  |  |  | 2.033 | 20.3298 | 0 | 0 | 0 | 0 | 0 | 0 | 0.173 | 0 | 20.33 | 20.33 | 0 | 0 | 0 | 0 | 0 | 0 | 0 | 0 | 0 | [74 empty] | 0 | 0
|  |  |  | 2.0326 | 20.3258 | 0 | 0 | 0 | 0 | 0 | 0 | 0.173 | 0 | 20.326 | 20.326 | 0 | 0 | 0 | 0 | 0 | 0 | 0 | 0 | 0 | [74 empty] | 0 | 0
|  |  |  | 2.0675 | 20.6746 | 0 | 0 | 0 | 0 | 0 | 0 | 0.173 | 0 | 20.675 | 20.675 | 0 | 0 | 0 | 0 | 0 | 0 | 0 | 0 | 0 | [74 empty] | 0 | 0
|  |  |  | 2.0622 | 20.6223 | 0 | 0 | 0 | 0 | 0 | 0 | 0.173 | 0 | 20.622 | 20.622 | 0 | 0 | 0 | 0 | 0 | 0 | 0 | 0 | 0 | [74 empty] | 0 | 0
|  |  |  | 3.1439 | 31.4392 | 0 | 0 | 0 | 0 | 0 | 0 | 0.173 | 0 | 31.439 | 31.439 | 0 | 0 | 0 | 0 | 0 | 0 | 0 | 0 | 0 | [74 empty] | 0 | 0
|  |  |  | 6.3567 | 63.5674 | 0 | 0 | 0 | 0 | 0 | 0 | 0.173 | 0 | 63.567 | 50.597 | 0 | 12.971 | 0 | 0 | 12.971 | 0 | 0 | 0 | 0 | [74 empty] | 12 | 0
|  |  |  | 7.9791 | 79.7911 | 0 | 0 | 0 | 0 | 0 | 0 | 0.173 | 0 | 79.791 | 40.312 | 0 | 39.479 | 0 | 0 | 39.479 | 0 | 0 | 0 | 0 | [74 empty] | 11 | 0
|  |  |  | 8.3298 | 83.2981 | 0 | 0 | 0 | 0 | 0 | 0 | 0.173 | 0 | 83.298 | 18.662 | 0 | 64.636 | 0 | 0 | 64.636 | 0 | 0 | 0 | 0 | [74 empty] | 10 | 0
|  |  |  | 8.7271 | 87.2714 | 0 | 0 | 0 | 0 | 0 | 0 | 0.173 | 0 | 87.271 | 3.877 | 0 | 83.394 | 0 | 0 | 83.394 | 0 | 0 | 0 | 0 | [74 empty] | 9 | 0
|  |  |  | 9.4126 | 94.1259 | 0 | 0 | 0 | 0 | 0 | 0 | 0.173 | 0 | 94.126 | 0 | 0 | 98.881 | 0 | 4.755 | 94.126 | 0 | 0 | 0 | 0 | [74 empty] | 8 | 0
|  |  |  | 9.4132 | 94.1318 | 0 | 0 | 0 | 0 | 0 | 0 | 0.173 | 0 | 94.132 | 0 | 0 | 105.628 | 0 | 11.496 | 94.132 | 0 | 0 | 0 | 0 | [74 empty] | 7 | 0
|  |  |  | 9.3274 | 93.2741 | 0 | 0 | 0 | 0 | 0 | 0 | 0.173 | 0 | 93.274 | 47.702 | 0 | 45.572 | 0 | 0 | 45.572 | 0 | 0 | 0 | 0 | [74 empty] | 6 | 0
|  |  |  | 9.5367 | 95.3667 | 0 | 0 | 0 | 0 | 0 | 0 | 0.173 | 0 | 95.367 | 0 | 0 | 103.636 | 0 | 8.269 | 95.367 | 0 | 0 | 0 | 0 | [74 empty] | 5 | 0
|  |  |  | 9.4533 | 94.5332 | 0 | 0 | 0 | 0 | 0 | 0 | 0.173 | 0 | 94.533 | 4.116 | 0 | 90.418 | 0 | 0 | 90.418 | 0 | 0 | 0 | 0 | [74 empty] | 4 | 0
|  |  |  | 9.1128 | 91.1275 | 0 | 0 | 0 | 0 | 0 | 0 | 0.173 | 0 | 91.127 | 19.221 | 0 | 71.906 | 0 | 0 | 71.906 | 0 | 0 | 0 | 0 | [74 empty] | 3 | 0
|  |  |  | 7.2108 | 72.1076 | 0 | 0 | 0 | 0 | 0 | 0 | 0.173 | 0 | 72.108 | 25.823 | 0 | 46.285 | 0 | 0 | 46.285 | 0 | 0 | 0 | 0 | [74 empty] | 2 | 0
|  |  |  | 6.8925 | 68.9252 | 0 | 0 | 0 | 0 | 0 | 0 | 0.173 | 0 | 68.925 | 49.542 | 0 | 19.383 | 0 | 0 | 19.383 | 0 | 0 | 0 | 0 | [74 empty] | 1 | 0
|  |  |  | 6.9005 | 69.0051 | 0 | 0 | 0 | 0 | 0 | 0 | 0.173 | 0 | 69.005 | 67.406 | 0 | 1.6 | 0 | 0 | 1.6 | 0 | 0 | 0 | 0 | [74 empty] | 0 | 0
|  |  |  | 6.9652 | 69.6515 | 0 | 0 | 0 | 0 | 0 | 0 | 0.173 | 0 | 69.652 | 69.652 | 0 | 0 | 0 | 0 | 0 | 0 | 0 | 0 | 0 | [74 empty] | 0 | 0
|  |  |  | 2.0326 | 20.3257 | 0 | 0 | 0 | 0 | 0 | 0 | 0.173 | 0 | 20.326 | 20.326 | 0 | 0 | 0 | 0 | 0 | 0 | 0 | 0 | 0 | [74 empty] | 0 | 0
|  |  |  | 2.0334 | 20.3339 | 0 | 0 | 0 | 0 | 0 | 0 | 0.173 | 0 | 20.334 | 20.334 | 0 | 0 | 0 | 0 | 0 | 0 | 0 | 0 | 0 | [74 empty] | 0 | 0
|  |  |  | 2.0476 | 20.4762 | 0 | 0 | 0 | 0 | 0 | 0 | 0.173 | 0 | 20.476 | 20.476 | 0 | 0 | 0 | 0 | 0 | 0 | 0 | 0 | 0 | [74 empty] | 0 | 0
|  |  |  | 2.0337 | 20.3365 | 0 | 0 | 0 | 0 | 0 | 0 | 0.173 | 0 | 20.337 | 20.337 | 0 | 0 | 0 | 0 | 0 | 0 | 0 | 0 | 0 | [74 empty] | 0 | 0
|  |  |  | 2.0336 | 20.3364 | 0 | 0 | 0 | 0 | 0 | 0 | 0.173 | 0 | 20.336 | 20.336 | 0 | 0 | 0 | 0 | 0 | 0 | 0 | 0 | 0 | [74 empty] | 0 | 0
|  |  |  | 2.0337 | 20.3375 | 0 | 0 | 0 | 0 | 0 | 0 | 0.173 | 0 | 20.338 | 20.338 | 0 | 0 | 0 | 0 | 0 | 0 | 0 | 0 | 0 | [74 empty] | 0 | 0
|  |  |  | 2.0333 | 20.3332 | 0 | 0 | 0 | 0 | 0 | 0 | 0.173 | 0 | 20.333 | 20.333 | 0 | 0 | 0 | 0 | 0 | 0 | 0 | 0 | 0 | [74 empty] | 0 | 0
|  |  |  | 2.04 | 20.4005 | 0 | 0 | 0 | 0 | 0 | 0 | 0.173 | 0 | 20.401 | 20.401 | 0 | 0 | 0 | 0 | 0 | 0 | 0 | 0 | 0 | [74 empty] | 0 | 0
|  |  |  | 2.0393 | 20.3925 | 0 | 0 | 0 | 0 | 0 | 0 | 0.173 | 0 | 20.393 | 20.393 | 0 | 0 | 0 | 0 | 0 | 0 | 0 | 0 | 0 | [74 empty] | 0 | 0
|  |  |  | 3.1506 | 31.5061 | 0 | 0 | 0 | 0 | 0 | 0 | 0.173 | 0 | 31.506 | 31.506 | 0 | 0 | 0 | 0 | 0 | 0 | 0 | 0 | 0 | [74 empty] | 0 | 0
|  |  |  | 6.4495 | 64.495 | 0 | 0 | 0 | 0 | 0 | 0 | 0.173 | 0 | 64.495 | 53.284 | 0 | 11.211 | 0 | 0 | 11.211 | 0 | 0 | 0 | 0 | [74 empty] | 12 | 0
|  |  |  | 8.2234 | 82.2343 | 0 | 0 | 0 | 0 | 0 | 0 | 0.173 | 0 | 82.234 | 50.651 | 0 | 31.584 | 0 | 0 | 31.584 | 0 | 0 | 0 | 0 | [74 empty] | 11 | 0
|  |  |  | 8.763 | 87.6299 | 0 | 0 | 0 | 0 | 0 | 0 | 0.173 | 0 | 87.63 | 30.643 | 0 | 56.987 | 0 | 0 | 56.987 | 0 | 0 | 0 | 0 | [74 empty] | 10 | 0
|  |  |  | 9.4543 | 94.5435 | 0 | 0 | 0 | 0 | 0 | 0 | 0.173 | 0 | 94.543 | 16.762 | 0 | 77.781 | 0 | 0 | 77.781 | 0 | 0 | 0 | 0 | [74 empty] | 9 | 0
|  |  |  | 9.9132 | 99.1324 | 0 | 0 | 0 | 0 | 0 | 0 | 0.173 | 0 | 99.132 | 9.646 | 0 | 89.487 | 0 | 0 | 89.487 | 0 | 0 | 0 | 0 | [74 empty] | 8 | 0
|  |  |  | 10.0264 | 100.264 | 0 | 0 | 0 | 0 | 0 | 0 | 0.173 | 0 | 100.264 | 7.752 | 0 | 92.511 | 0 | 0 | 92.511 | 0 | 0 | 0 | 0 | [74 empty] | 7 | 0
|  |  |  | 9.9007 | 99.0073 | 0 | 0 | 0 | 0 | 0 | 0 | 0.173 | 0 | 99.007 | 3.326 | 0 | 95.681 | 0 | 0 | 95.681 | 0 | 0 | 0 | 0 | [74 empty] | 6 | 0
|  |  |  | 9.7506 | 97.5055 | 0 | 0 | 0 | 0 | 0 | 0 | 0.173 | 0 | 97.505 | 0 | 0 | 102.821 | 0 | 5.316 | 97.505 | 0 | 0 | 0 | 0 | [74 empty] | 5 | 0
|  |  |  | 9.669 | 96.6898 | 0 | 0 | 0 | 0 | 0 | 0 | 0.173 | 0 | 96.69 | 8.308 | 0 | 88.382 | 0 | 0 | 88.382 | 0 | 0 | 0 | 0 | [74 empty] | 4 | 0
|  |  |  | 9.3807 | 93.8069 | 0 | 0 | 0 | 0 | 0 | 0 | 0.173 | 0 | 93.807 | 23.224 | 0 | 70.583 | 0 | 0 | 70.583 | 0 | 0 | 0 | 0 | [74 empty] | 3 | 0
|  |  |  | 7.4267 | 74.2665 | 0 | 0 | 0 | 0 | 0 | 0 | 0.173 | 0 | 74.267 | 27.778 | 0 | 46.488 | 0 | 0 | 46.488 | 0 | 0 | 0 | 0 | [74 empty] | 2 | 0
|  |  |  | 6.9726 | 69.726 | 0 | 0 | 0 | 0 | 0 | 0 | 0.173 | 0 | 69.726 | 59.896 | 0 | 9.83 | 0 | 0 | 9.83 | 0 | 0 | 0 | 0 | [74 empty] | 1 | 0
|  |  |  | 6.9678 | 69.6779 | 0 | 0 | 0 | 0 | 0 | 0 | 0.173 | 0 | 69.678 | 69.576 | 0 | 0.102 | 0 | 0 | 0.102 | 0 | 0 | 0 | 0 | [74 empty] | 0 | 0
|  |  |  | 6.9049 | 69.0492 | 0 | 0 | 0 | 0 | 0 | 0 | 0.173 | 0 | 69.049 | 69.049 | 0 | 0 | 0 | 0 | 0 | 0 | 0 | 0 | 0 | [74 empty] | 0 | 0
|  |  |  | 2.0374 | 20.3741 | 0 | 0 | 0 | 0 | 0 | 0 | 0.173 | 0 | 20.374 | 20.374 | 0 | 0 | 0 | 0 | 0 | 0 | 0 | 0 | 0 | [74 empty] | 0 | 0
|  |  |  | 2.0329 | 20.3291 | 0 | 0 | 0 | 0 | 0 | 0 | 0.173 | 0 | 20.329 | 20.329 | 0 | 0 | 0 | 0 | 0 | 0 | 0 | 0 | 0 | [74 empty] | 0 | 0
|  |  |  | 2.0474 | 20.4742 | 0 | 0 | 0 | 0 | 0 | 0 | 0.173 | 0 | 20.474 | 20.474 | 0 | 0 | 0 | 0 | 0 | 0 | 0 | 0 | 0 | [74 empty] | 0 | 0
|  |  |  | 2.0335 | 20.3348 | 0 | 0 | 0 | 0 | 0 | 0 | 0.173 | 0 | 20.335 | 20.335 | 0 | 0 | 0 | 0 | 0 | 0 | 0 | 0 | 0 | [74 empty] | 0 | 0
|  |  |  | 2.0335 | 20.3347 | 0 | 0 | 0 | 0 | 0 | 0 | 0.173 | 0 | 20.335 | 20.335 | 0 | 0 | 0 | 0 | 0 | 0 | 0 | 0 | 0 | [74 empty] | 0 | 0
|  |  |  | 2.0333 | 20.333 | 0 | 0 | 0 | 0 | 0 | 0 | 0.173 | 0 | 20.333 | 20.333 | 0 | 0 | 0 | 0 | 0 | 0 | 0 | 0 | 0 | [74 empty] | 0 | 0
|  |  |  | 2.0331 | 20.3312 | 0 | 0 | 0 | 0 | 0 | 0 | 0.173 | 0 | 20.331 | 20.331 | 0 | 0 | 0 | 0 | 0 | 0 | 0 | 0 | 0 | [74 empty] | 0 | 0
|  |  |  | 2.0404 | 20.4041 | 0 | 0 | 0 | 0 | 0 | 0 | 0.173 | 0 | 20.404 | 20.404 | 0 | 0 | 0 | 0 | 0 | 0 | 0 | 0 | 0 | [74 empty] | 0 | 0
|  |  |  | 2.04 | 20.3999 | 0 | 0 | 0 | 0 | 0 | 0 | 0.173 | 0 | 20.4 | 20.4 | 0 | 0 | 0 | 0 | 0 | 0 | 0 | 0 | 0 | [74 empty] | 0 | 0
|  |  |  | 3.219 | 32.1899 | 0 | 0 | 0 | 0 | 0 | 0 | 0.173 | 0 | 32.19 | 32.19 | 0 | 0 | 0 | 0 | 0 | 0 | 0 | 0 | 0 | [74 empty] | 0 | 0
|  |  |  | 6.4432 | 64.4325 | 0 | 0 | 0 | 0 | 0 | 0 | 0.173 | 0 | 64.432 | 50.967 | 0 | 13.465 | 0 | 0 | 13.465 | 0 | 0 | 0 | 0 | [74 empty] | 12 | 0
|  |  |  | 7.9239 | 79.2394 | 0 | 0 | 0 | 0 | 0 | 0 | 0.173 | 0 | 79.239 | 39.236 | 0 | 40.003 | 0 | 0 | 40.003 | 0 | 0 | 0 | 0 | [74 empty] | 11 | 0
|  |  |  | 8.0031 | 80.0315 | 0 | 0 | 0 | 0 | 0 | 0 | 0.173 | 0 | 80.032 | 16.268 | 0 | 63.763 | 0 | 0 | 63.763 | 0 | 0 | 0 | 0 | [74 empty] | 10 | 0
|  |  |  | 8.2456 | 82.4559 | 0 | 0 | 0 | 0 | 0 | 0 | 0.173 | 0 | 82.456 | 0.123 | 0 | 82.333 | 0 | 0 | 82.333 | 0 | 0 | 0 | 0 | [74 empty] | 9 | 0
|  |  |  | 8.9973 | 89.9726 | 0 | 0 | 0 | 0 | 0 | 0 | 0.173 | 0 | 89.973 | 0 | 0 | 94.256 | 0 | 4.284 | 89.972 | 0 | 0 | 0 | 0 | [74 empty] | 8 | 0
|  |  |  | 9.3094 | 93.0938 | 0 | 0 | 0 | 0 | 0 | 0 | 0.173 | 0 | 93.094 | 0 | 0 | 103.97 | 0 | 10.876 | 93.094 | 0 | 0 | 0 | 0 | [74 empty] | 7 | 0
|  |  |  | 9.1711 | 91.7108 | 0 | 0 | 0 | 0 | 0 | 0 | 0.173 | 0 | 91.711 | 0 | 0 | 104.624 | 0 | 12.913 | 91.711 | 0 | 0 | 0 | 0 | [74 empty] | 6 | 0
|  |  |  | 9.1635 | 91.6349 | 0 | 0 | 0 | 0 | 0 | 0 | 0.173 | 0 | 91.635 | 0 | 0 | 99.099 | 0 | 7.464 | 91.635 | 0 | 0 | 0 | 0 | [74 empty] | 5 | 0
|  |  |  | 9.0392 | 90.3923 | 0 | 0 | 0 | 0 | 0 | 0 | 0.173 | 0 | 90.392 | 2.81 | 0 | 87.582 | 0 | 0 | 87.582 | 0 | 0 | 0 | 0 | [74 empty] | 4 | 0
|  |  |  | 8.7915 | 87.9152 | 0 | 0 | 0 | 0 | 0 | 0 | 0.173 | 0 | 87.915 | 16.343 | 0 | 71.572 | 0 | 0 | 71.572 | 0 | 0 | 0 | 0 | [74 empty] | 3 | 0
|  |  |  | 7.0807 | 70.8073 | 0 | 0 | 0 | 0 | 0 | 0 | 0.173 | 0 | 70.807 | 25.657 | 0 | 45.151 | 0 | 0 | 45.151 | 0 | 0 | 0 | 0 | [74 empty] | 2 | 0
|  |  |  | 6.7444 | 67.4443 | 0 | 0 | 0 | 0 | 0 | 0 | 0.173 | 0 | 67.444 | 48.424 | 0 | 19.02 | 0 | 0 | 19.02 | 0 | 0 | 0 | 0 | [74 empty] | 1 | 0
|  |  |  | 6.8501 | 68.501 | 0 | 0 | 0 | 0 | 0 | 0 | 0.173 | 0 | 68.501 | 66.771 | 0 | 1.73 | 0 | 0 | 1.73 | 0 | 0 | 0 | 0 | [74 empty] | 0 | 0
|  |  |  | 7.005 | 70.0496 | 0 | 0 | 0 | 0 | 0 | 0 | 0.173 | 0 | 70.05 | 70.05 | 0 | 0 | 0 | 0 | 0 | 0 | 0 | 0 | 0 | [74 empty] | 0 | 0
|  |  |  | 2.038 | 20.3801 | 0 | 0 | 0 | 0 | 0 | 0 | 0.173 | 0 | 20.38 | 20.38 | 0 | 0 | 0 | 0 | 0 | 0 | 0 | 0 | 0 | [74 empty] | 0 | 0
|  |  |  | 2.0333 | 20.3333 | 0 | 0 | 0 | 0 | 0 | 0 | 0.173 | 0 | 20.333 | 20.333 | 0 | 0 | 0 | 0 | 0 | 0 | 0 | 0 | 0 | [74 empty] | 0 | 0
|  |  |  | 2.0474 | 20.4738 | 0 | 0 | 0 | 0 | 0 | 0 | 0.173 | 0 | 20.474 | 20.474 | 0 | 0 | 0 | 0 | 0 | 0 | 0 | 0 | 0 | [74 empty] | 0 | 0
|  |  |  | 2.0332 | 20.3321 | 0 | 0 | 0 | 0 | 0 | 0 | 0.173 | 0 | 20.332 | 20.332 | 0 | 0 | 0 | 0 | 0 | 0 | 0 | 0 | 0 | [74 empty] | 0 | 0
|  |  |  | 2.0329 | 20.3289 | 0 | 0 | 0 | 0 | 0 | 0 | 0.173 | 0 | 20.329 | 20.329 | 0 | 0 | 0 | 0 | 0 | 0 | 0 | 0 | 0 | [74 empty] | 0 | 0
|  |  |  | 2.0326 | 20.3263 | 0 | 0 | 0 | 0 | 0 | 0 | 0.173 | 0 | 20.326 | 20.326 | 0 | 0 | 0 | 0 | 0 | 0 | 0 | 0 | 0 | [74 empty] | 0 | 0
|  |  |  | 2.0324 | 20.3236 | 0 | 0 | 0 | 0 | 0 | 0 | 0.173 | 0 | 20.324 | 20.324 | 0 | 0 | 0 | 0 | 0 | 0 | 0 | 0 | 0 | [74 empty] | 0 | 0
|  |  |  | 2.0673 | 20.6734 | 0 | 0 | 0 | 0 | 0 | 0 | 0.173 | 0 | 20.673 | 20.673 | 0 | 0 | 0 | 0 | 0 | 0 | 0 | 0 | 0 | [74 empty] | 0 | 0
|  |  |  | 2.0614 | 20.6139 | 0 | 0 | 0 | 0 | 0 | 0 | 0.173 | 0 | 20.614 | 20.614 | 0 | 0 | 0 | 0 | 0 | 0 | 0 | 0 | 0 | [74 empty] | 0 | 0
|  |  |  | 3.0354 | 30.3545 | 0 | 0 | 0 | 0 | 0 | 0 | 0.173 | 0 | 30.354 | 30.354 | 0 | 0 | 0 | 0 | 0 | 0 | 0 | 0 | 0 | [74 empty] | 0 | 0
|  |  |  | 6.3134 | 63.1337 | 0 | 0 | 0 | 0 | 0 | 0 | 0.173 | 0 | 63.134 | 49.407 | 0 | 13.727 | 0 | 0 | 13.727 | 0 | 0 | 0 | 0 | [74 empty] | 12 | 0
|  |  |  | 7.8344 | 78.3442 | 0 | 0 | 0 | 0 | 0 | 0 | 0.173 | 0 | 78.344 | 37.89 | 0 | 40.454 | 0 | 0 | 40.454 | 0 | 0 | 0 | 0 | [74 empty] | 11 | 0
|  |  |  | 8.0427 | 80.4271 | 0 | 0 | 0 | 0 | 0 | 0 | 0.173 | 0 | 80.427 | 13.523 | 0 | 66.904 | 0 | 0 | 66.904 | 0 | 0 | 0 | 0 | [74 empty] | 10 | 0
|  |  |  | 8.1586 | 81.5856 | 0 | 0 | 0 | 0 | 0 | 0 | 0.173 | 0 | 81.586 | 0 | 0 | 87.48 | 0 | 5.895 | 81.585 | 0 | 0 | 0 | 0 | [74 empty] | 9 | 0
|  |  |  | 8.1393 | 81.3929 | 0 | 0 | 0 | 0 | 0 | 0 | 0.173 | 0 | 81.393 | 0 | 0 | 101.658 | 0 | 20.265 | 81.393 | 0 | 0 | 0 | 0 | [74 empty] | 8 | 0
|  |  |  | 8.1375 | 81.3752 | 0 | 0 | 0 | 0 | 0 | 0 | 0.173 | 0 | 81.375 | 0 | 0 | 108.492 | 0 | 27.117 | 81.375 | 0 | 0 | 0 | 0 | [74 empty] | 7 | 0
|  |  |  | 8.1099 | 81.0992 | 0 | 0 | 0 | 0 | 0 | 0 | 0.173 | 0 | 81.099 | 0 | 0 | 109.205 | 0 | 28.106 | 81.099 | 0 | 0 | 0 | 0 | [74 empty] | 6 | 0
|  |  |  | 8.2488 | 82.4876 | 0 | 0 | 0 | 0 | 0 | 0 | 0.173 | 0 | 82.488 | 0 | 0 | 105.09 | 0 | 22.602 | 82.488 | 0 | 0 | 0 | 0 | [74 empty] | 5 | 0
|  |  |  | 8.1485 | 81.4848 | 0 | 0 | 0 | 0 | 0 | 0 | 0.173 | 0 | 81.485 | 0 | 0 | 92.759 | 0 | 11.274 | 81.485 | 0 | 0 | 0 | 0 | [74 empty] | 4 | 0
|  |  |  | 7.946 | 79.4599 | 0 | 0 | 0 | 0 | 0 | 0 | 0.173 | 0 | 79.46 | 5.503 | 0 | 73.957 | 0 | 0 | 73.957 | 0 | 0 | 0 | 0 | [74 empty] | 3 | 0
|  |  |  | 6.5261 | 65.2613 | 0 | 0 | 0 | 0 | 0 | 0 | 0.173 | 0 | 65.261 | 17.421 | 0 | 47.841 | 0 | 0 | 47.841 | 0 | 0 | 0 | 0 | [74 empty] | 2 | 0
|  |  |  | 6.3851 | 63.8508 | 0 | 0 | 0 | 0 | 0 | 0 | 0.173 | 0 | 63.851 | 43.595 | 0 | 20.256 | 0 | 0 | 20.256 | 0 | 0 | 0 | 0 | [74 empty] | 1 | 0
|  |  |  | 6.4783 | 64.7827 | 0 | 0 | 0 | 0 | 0 | 0 | 0.173 | 0 | 64.783 | 62.689 | 0 | 2.094 | 0 | 0 | 2.094 | 0 | 0 | 0 | 0 | [74 empty] | 0 | 0
|  |  |  | 6.5539 | 65.5387 | 0 | 0 | 0 | 0 | 0 | 0 | 0.173 | 0 | 65.539 | 65.539 | 0 | 0 | 0 | 0 | 0 | 0 | 0 | 0 | 0 | [74 empty] | 0 | 0
|  |  |  | 2.0303 | 20.3029 | 0 | 0 | 0 | 0 | 0 | 0 | 0.173 | 0 | 20.303 | 20.303 | 0 | 0 | 0 | 0 | 0 | 0 | 0 | 0 | 0 | [74 empty] | 0 | 0
|  |  |  | 2.0311 | 20.3106 | 0 | 0 | 0 | 0 | 0 | 0 | 0.173 | 0 | 20.311 | 20.311 | 0 | 0 | 0 | 0 | 0 | 0 | 0 | 0 | 0 | [74 empty] | 0 | 0
|  |  |  | 2.0456 | 20.4559 | 0 | 0 | 0 | 0 | 0 | 0 | 0.173 | 0 | 20.456 | 20.456 | 0 | 0 | 0 | 0 | 0 | 0 | 0 | 0 | 0 | [74 empty] | 0 | 0
|  |  |  | 2.0314 | 20.3139 | 0 | 0 | 0 | 0 | 0 | 0 | 0.173 | 0 | 20.314 | 20.314 | 0 | 0 | 0 | 0 | 0 | 0 | 0 | 0 | 0 | [74 empty] | 0 | 0
|  |  |  | 2.0313 | 20.3133 | 0 | 0 | 0 | 0 | 0 | 0 | 0.173 | 0 | 20.313 | 20.313 | 0 | 0 | 0 | 0 | 0 | 0 | 0 | 0 | 0 | [74 empty] | 0 | 0
|  |  |  | 2.031 | 20.3099 | 0 | 0 | 0 | 0 | 0 | 0 | 0.173 | 0 | 20.31 | 20.31 | 0 | 0 | 0 | 0 | 0 | 0 | 0 | 0 | 0 | [74 empty] | 0 | 0
|  |  |  | 2.0308 | 20.3076 | 0 | 0 | 0 | 0 | 0 | 0 | 0.173 | 0 | 20.308 | 20.308 | 0 | 0 | 0 | 0 | 0 | 0 | 0 | 0 | 0 | [74 empty] | 0 | 0
|  |  |  | 2.0374 | 20.3744 | 0 | 0 | 0 | 0 | 0 | 0 | 0.173 | 0 | 20.374 | 20.374 | 0 | 0 | 0 | 0 | 0 | 0 | 0 | 0 | 0 | [74 empty] | 0 | 0
|  |  |  | 2.0369 | 20.369 | 0 | 0 | 0 | 0 | 0 | 0 | 0.173 | 0 | 20.369 | 20.369 | 0 | 0 | 0 | 0 | 0 | 0 | 0 | 0 | 0 | [74 empty] | 0 | 0
|  |  |  | 1.7545 | 17.5451 | 0 | 0 | 0 | 0 | 0 | 0 | 0.173 | 0 | 17.545 | 17.545 | 0 | 0 | 0 | 0 | 0 | 0 | 0 | 0 | 0 | [74 empty] | 0 | 0
|  |  |  | 1.6965 | 16.9648 | 0 | 0 | 0 | 0 | 0 | 0 | 0.173 | 0 | 16.965 | 15.583 | 0 | 1.381 | 0 | 0 | 1.381 | 0 | 0 | 0 | 0 | [74 empty] | 0 | 0
|  |  |  | 1.6973 | 16.9729 | 0 | 0 | 0 | 0 | 0 | 0 | 0.173 | 0 | 16.973 | 0 | 0 | 18.278 | 0 | 1.305 | 16.973 | 0 | 0 | 0 | 0 | [74 empty] | 12 | 0
|  |  |  | 1.6984 | 16.9842 | 0 | 0 | 0 | 0 | 0 | 0 | 0.173 | 0 | 16.984 | 0 | 0 | 34.027 | 0 | 17.042 | 16.985 | 0 | 0 | 0 | 0 | [74 empty] | 11 | 0
|  |  |  | 1.6985 | 16.9854 | 0 | 0 | 0 | 0 | 0 | 0 | 0.173 | 0 | 16.985 | 0 | 0 | 28.777 | 0 | 11.792 | 16.985 | 0 | 0 | 0 | 0 | [74 empty] | 10 | 0
|  |  |  | 1.7103 | 17.1033 | 0 | 0 | 0 | 0 | 0 | 0 | 0.173 | 0 | 17.103 | 0 | 0 | 79.846 | 0 | 62.743 | 17.103 | 0 | 0 | 0 | 0 | [74 empty] | 9 | 0
|  |  |  | 1.6967 | 16.9668 | 0 | 0 | 0 | 0 | 0 | 0 | 0.173 | 0 | 16.967 | 0 | 0 | 91.828 | 0 | 74.861 | 16.967 | 0 | 0 | 0 | 0 | [74 empty] | 8 | 0
|  |  |  | 1.6979 | 16.9794 | 0 | 0 | 0 | 0 | 0 | 0 | 0.173 | 0 | 16.979 | 0 | 0 | 111.284 | 0 | 94.305 | 16.979 | 0 | 0 | 0 | 0 | [74 empty] | 7 | 0
|  |  |  | 1.6984 | 16.9839 | 0 | 0 | 0 | 0 | 0 | 0 | 0.173 | 0 | 16.984 | 0 | 0 | 105.613 | 0 | 88.629 | 16.984 | 0 | 0 | 0 | 0 | [74 empty] | 6 | 0
|  |  |  | 1.6985 | 16.9854 | 0 | 0 | 0 | 0 | 0 | 0 | 0.173 | 0 | 16.985 | 0 | 0 | 94.329 | 0 | 77.344 | 16.985 | 0 | 0 | 0 | 0 | [74 empty] | 5 | 0
|  |  |  | 1.6953 | 16.953 | 0 | 0 | 0 | 0 | 0 | 0 | 0.173 | 0 | 16.953 | 0 | 0 | 75.585 | 0 | 58.632 | 16.953 | 0 | 0 | 0 | 0 | [74 empty] | 4 | 0
|  |  |  | 1.6951 | 16.9511 | 0 | 0 | 0 | 0 | 0 | 0 | 0.173 | 0 | 16.951 | 0 | 0 | 49.906 | 0 | 32.954 | 16.952 | 0 | 0 | 0 | 0 | [74 empty] | 3 | 0
|  |  |  | 1.6947 | 16.9469 | 0 | 0 | 0 | 0 | 0 | 0 | 0.173 | 0 | 16.947 | 0 | 0 | 21.303 | 0 | 4.356 | 16.947 | 0 | 0 | 0 | 0 | [74 empty] | 2 | 0
|  |  |  | 1.9273 | 19.2729 | 0 | 0 | 0 | 0 | 0 | 0 | 0.173 | 0 | 19.273 | 17.048 | 0 | 2.225 | 0 | 0 | 2.225 | 0 | 0 | 0 | 0 | [74 empty] | 1 | 0
|  |  |  | 2.0399 | 20.3989 | 0 | 0 | 0 | 0 | 0 | 0 | 0.173 | 0 | 20.399 | 20.399 | 0 | 0 | 0 | 0 | 0 | 0 | 0 | 0 | 0 | [74 empty] | 0 | 0
|  |  |  | 2.0365 | 20.3651 | 0 | 0 | 0 | 0 | 0 | 0 | 0.173 | 0 | 20.365 | 20.365 | 0 | 0 | 0 | 0 | 0 | 0 | 0 | 0 | 0 | [74 empty] | 0 | 0
|  |  |  | 2.031 | 20.3096 | 0 | 0 | 0 | 0 | 0 | 0 | 0.173 | 0 | 20.31 | 20.31 | 0 | 0 | 0 | 0 | 0 | 0 | 0 | 0 | 0 | [74 empty] | 0 | 0
|  |  |  | 2.0444 | 20.4439 | 0 | 0 | 0 | 0 | 0 | 0 | 0.173 | 0 | 20.444 | 20.444 | 0 | 0 | 0 | 0 | 0 | 0 | 0 | 0 | 0 | [74 empty] | 0 | 0
|  |  |  | 2.0308 | 20.3076 | 0 | 0 | 0 | 0 | 0 | 0 | 0.173 | 0 | 20.308 | 20.308 | 0 | 0 | 0 | 0 | 0 | 0 | 0 | 0 | 0 | [74 empty] | 0 | 0
|  |  |  | 2.0303 | 20.3035 | 0 | 0 | 0 | 0 | 0 | 0 | 0.173 | 0 | 20.303 | 20.303 | 0 | 0 | 0 | 0 | 0 | 0 | 0 | 0 | 0 | [74 empty] | 0 | 0
|  |  |  | 2.0299 | 20.2987 | 0 | 0 | 0 | 0 | 0 | 0 | 0.173 | 0 | 20.299 | 20.299 | 0 | 0 | 0 | 0 | 0 | 0 | 0 | 0 | 0 | [74 empty] | 0 | 0
|  |  |  | 2.0295 | 20.295 | 0 | 0 | 0 | 0 | 0 | 0 | 0.173 | 0 | 20.295 | 20.295 | 0 | 0 | 0 | 0 | 0 | 0 | 0 | 0 | 0 | [74 empty] | 0 | 0
|  |  |  | 2.0359 | 20.3593 | 0 | 0 | 0 | 0 | 0 | 0 | 0.173 | 0 | 20.359 | 20.359 | 0 | 0 | 0 | 0 | 0 | 0 | 0 | 0 | 0 | [74 empty] | 0 | 0
|  |  |  | 2.0354 | 20.3542 | 0 | 0 | 0 | 0 | 0 | 0 | 0.173 | 0 | 20.354 | 20.354 | 0 | 0 | 0 | 0 | 0 | 0 | 0 | 0 | 0 | [74 empty] | 0 | 0
|  |  |  | 1.753 | 17.5295 | 0 | 0 | 0 | 0 | 0 | 0 | 0.173 | 0 | 17.529 | 17.529 | 0 | 0 | 0 | 0 | 0 | 0 | 0 | 0 | 0 | [74 empty] | 0 | 0
|  |  |  | 1.6948 | 16.9478 | 0 | 0 | 0 | 0 | 0 | 0 | 0.173 | 0 | 16.948 | 1.854 | 0 | 15.094 | 0 | 0 | 15.094 | 0 | 0 | 0 | 0 | [74 empty] | 13 | 0
|  |  |  | 1.6958 | 16.9582 | 0 | 0 | 0 | 0 | 0 | 0 | 0.173 | 0 | 16.958 | 0 | 0 | 42.373 | 0 | 25.415 | 16.958 | 0 | 0 | 0 | 0 | [74 empty] | 12 | 0
|  |  |  | 1.6966 | 16.966 | 0 | 0 | 0 | 0 | 0 | 0 | 0.173 | 0 | 16.966 | 0 | 0 | 69.144 | 0 | 52.178 | 16.966 | 0 | 0 | 0 | 0 | [74 empty] | 11 | 0
|  |  |  | 1.6964 | 16.9639 | 0 | 0 | 0 | 0 | 0 | 0 | 0.173 | 0 | 16.964 | 0 | 0 | 89.923 | 0 | 72.959 | 16.964 | 0 | 0 | 0 | 0 | [74 empty] | 10 | 0
|  |  |  | 1.7092 | 17.092 | 0 | 0 | 0 | 0 | 0 | 0 | 0.173 | 0 | 17.092 | 0 | 0 | 104.057 | 0 | 86.965 | 17.092 | 0 | 0 | 0 | 0 | [74 empty] | 9 | 0
|  |  |  | 1.6955 | 16.955 | 0 | 0 | 0 | 0 | 0 | 0 | 0.173 | 0 | 16.955 | 0 | 0 | 111.342 | 0 | 94.387 | 16.955 | 0 | 0 | 0 | 0 | [74 empty] | 8 | 0
|  |  |  | 1.6971 | 16.9712 | 0 | 0 | 0 | 0 | 0 | 0 | 0.173 | 0 | 16.971 | 0 | 0 | 111.386 | 0 | 94.415 | 16.971 | 0 | 0 | 0 | 0 | [74 empty] | 7 | 0
|  |  |  | 1.6984 | 16.9841 | 0 | 0 | 0 | 0 | 0 | 0 | 0.173 | 0 | 16.984 | 0 | 0 | 105.802 | 0 | 88.818 | 16.984 | 0 | 0 | 0 | 0 | [74 empty] | 6 | 0
|  |  |  | 1.698 | 16.9795 | 0 | 0 | 0 | 0 | 0 | 0 | 0.173 | 0 | 16.979 | 0 | 0 | 93.006 | 0 | 76.026 | 16.98 | 0 | 0 | 0 | 0 | [74 empty] | 5 | 0
|  |  |  | 1.6948 | 16.9482 | 0 | 0 | 0 | 0 | 0 | 0 | 0.173 | 0 | 16.948 | 0 | 0 | 73.506 | 0 | 56.558 | 16.948 | 0 | 0 | 0 | 0 | [74 empty] | 4 | 0
|  |  |  | 1.6946 | 16.9455 | 0 | 0 | 0 | 0 | 0 | 0 | 0.173 | 0 | 16.946 | 0 | 0 | 48.611 | 0 | 31.666 | 16.945 | 0 | 0 | 0 | 0 | [74 empty] | 3 | 0
|  |  |  | 1.694 | 16.9397 | 0 | 0 | 0 | 0 | 0 | 0 | 0.173 | 0 | 16.94 | 0 | 0 | 20.983 | 0 | 4.043 | 16.94 | 0 | 0 | 0 | 0 | [74 empty] | 2 | 0
|  |  |  | 1.927 | 19.2701 | 0 | 0 | 0 | 0 | 0 | 0 | 0.173 | 0 | 19.27 | 16.987 | 0 | 2.283 | 0 | 0 | 2.283 | 0 | 0 | 0 | 0 | [74 empty] | 1 | 0
|  |  |  | 2.0396 | 20.3958 | 0 | 0 | 0 | 0 | 0 | 0 | 0.173 | 0 | 20.396 | 20.396 | 0 | 0 | 0 | 0 | 0 | 0 | 0 | 0 | 0 | [74 empty] | 0 | 0
|  |  |  | 2.0359 | 20.359 | 0 | 0 | 0 | 0 | 0 | 0 | 0.173 | 0 | 20.359 | 20.359 | 0 | 0 | 0 | 0 | 0 | 0 | 0 | 0 | 0 | [74 empty] | 0 | 0
|  |  |  | 2.0303 | 20.303 | 0 | 0 | 0 | 0 | 0 | 0 | 0.173 | 0 | 20.303 | 20.303 | 0 | 0 | 0 | 0 | 0 | 0 | 0 | 0 | 0 | [74 empty] | 0 | 0
|  |  |  | 2.0438 | 20.4378 | 0 | 0 | 0 | 0 | 0 | 0 | 0.173 | 0 | 20.438 | 20.438 | 0 | 0 | 0 | 0 | 0 | 0 | 0 | 0 | 0 | [74 empty] | 0 | 0
|  |  |  | 2.0303 | 20.3035 | 0 | 0 | 0 | 0 | 0 | 0 | 0.173 | 0 | 20.304 | 20.304 | 0 | 0 | 0 | 0 | 0 | 0 | 0 | 0 | 0 | [74 empty] | 0 | 0
|  |  |  | 2.03 | 20.2998 | 0 | 0 | 0 | 0 | 0 | 0 | 0.173 | 0 | 20.3 | 20.3 | 0 | 0 | 0 | 0 | 0 | 0 | 0 | 0 | 0 | [74 empty] | 0 | 0
|  |  |  | 2.0294 | 20.2944 | 0 | 0 | 0 | 0 | 0 | 0 | 0.173 | 0 | 20.294 | 20.294 | 0 | 0 | 0 | 0 | 0 | 0 | 0 | 0 | 0 | [74 empty] | 0 | 0
|  |  |  | 2.0291 | 20.291 | 0 | 0 | 0 | 0 | 0 | 0 | 0.173 | 0 | 20.291 | 20.291 | 0 | 0 | 0 | 0 | 0 | 0 | 0 | 0 | 0 | [74 empty] | 0 | 0
|  |  |  | 2.0354 | 20.3542 | 0 | 0 | 0 | 0 | 0 | 0 | 0.173 | 0 | 20.354 | 20.354 | 0 | 0 | 0 | 0 | 0 | 0 | 0 | 0 | 0 | [74 empty] | 0 | 0
|  |  |  | 2.0349 | 20.3494 | 0 | 0 | 0 | 0 | 0 | 0 | 0.173 | 0 | 20.349 | 20.349 | 0 | 0 | 0 | 0 | 0 | 0 | 0 | 0 | 0 | [74 empty] | 0 | 0
|  |  |  | 2.9424 | 29.4241 | 0 | 0 | 0 | 0 | 0 | 0 | 0.173 | 0 | 29.424 | 29.424 | 0 | 0 | 0 | 0 | 0 | 0 | 0 | 0 | 0 | [74 empty] | 0 | 0
|  |  |  | 6.2144 | 62.1437 | 0 | 0 | 0 | 0 | 0 | 0 | 0.173 | 0 | 62.144 | 46.861 | 0 | 15.283 | 0 | 0 | 15.283 | 0 | 0 | 0 | 0 | [74 empty] | 12 | 0
|  |  |  | 7.6904 | 76.9041 | 0 | 0 | 0 | 0 | 0 | 0 | 0.173 | 0 | 76.904 | 34.327 | 0 | 42.577 | 0 | 0 | 42.577 | 0 | 0 | 0 | 0 | [74 empty] | 11 | 0
|  |  |  | 7.8338 | 78.3377 | 0 | 0 | 0 | 0 | 0 | 0 | 0.173 | 0 | 78.338 | 10.401 | 0 | 67.937 | 0 | 0 | 67.937 | 0 | 0 | 0 | 0 | [74 empty] | 10 | 0
|  |  |  | 8.1269 | 81.2692 | 0 | 0 | 0 | 0 | 0 | 0 | 0.173 | 0 | 81.269 | 0 | 0 | 86.797 | 0 | 5.528 | 81.269 | 0 | 0 | 0 | 0 | [74 empty] | 9 | 0
|  |  |  | 8.2035 | 82.035 | 0 | 0 | 0 | 0 | 0 | 0 | 0.173 | 0 | 82.035 | 0 | 0 | 98.895 | 0 | 16.86 | 82.035 | 0 | 0 | 0 | 0 | [74 empty] | 8 | 0
|  |  |  | 8.2848 | 82.8479 | 0 | 0 | 0 | 0 | 0 | 0 | 0.173 | 0 | 82.848 | 0 | 0 | 104.493 | 0 | 21.646 | 82.847 | 0 | 0 | 0 | 0 | [74 empty] | 7 | 0
|  |  |  | 8.2605 | 82.6051 | 0 | 0 | 0 | 0 | 0 | 0 | 0.173 | 0 | 82.605 | 0 | 0 | 107.751 | 0 | 25.146 | 82.605 | 0 | 0 | 0 | 0 | [74 empty] | 6 | 0
|  |  |  | 8.2175 | 82.1749 | 0 | 0 | 0 | 0 | 0 | 0 | 0.173 | 0 | 82.175 | 0 | 0 | 102.051 | 0 | 19.876 | 82.175 | 0 | 0 | 0 | 0 | [74 empty] | 5 | 0
|  |  |  | 8.09 | 80.8998 | 0 | 0 | 0 | 0 | 0 | 0 | 0.173 | 0 | 80.9 | 0 | 0 | 90.17 | 0 | 9.27 | 80.9 | 0 | 0 | 0 | 0 | [74 empty] | 4 | 0
|  |  |  | 7.9276 | 79.2763 | 0 | 0 | 0 | 0 | 0 | 0 | 0.173 | 0 | 79.276 | 7.326 | 0 | 71.95 | 0 | 0 | 71.95 | 0 | 0 | 0 | 0 | [74 empty] | 3 | 0
|  |  |  | 6.5607 | 65.6073 | 0 | 0 | 0 | 0 | 0 | 0 | 0.173 | 0 | 65.607 | 17.97 | 0 | 47.637 | 0 | 0 | 47.637 | 0 | 0 | 0 | 0 | [74 empty] | 2 | 0
|  |  |  | 6.5224 | 65.2244 | 0 | 0 | 0 | 0 | 0 | 0 | 0.173 | 0 | 65.224 | 44.343 | 0 | 20.881 | 0 | 0 | 20.881 | 0 | 0 | 0 | 0 | [74 empty] | 1 | 0
|  |  |  | 6.6367 | 66.3671 | 0 | 0 | 0 | 0 | 0 | 0 | 0.173 | 0 | 66.367 | 63.895 | 0 | 2.472 | 0 | 0 | 2.472 | 0 | 0 | 0 | 0 | [74 empty] | 0 | 0
|  |  |  | 6.7017 | 67.0168 | 0 | 0 | 0 | 0 | 0 | 0 | 0.173 | 0 | 67.017 | 67.017 | 0 | 0 | 0 | 0 | 0 | 0 | 0 | 0 | 0 | [74 empty] | 0 | 0
|  |  |  | 2.0363 | 20.3631 | 0 | 0 | 0 | 0 | 0 | 0 | 0.173 | 0 | 20.363 | 20.363 | 0 | 0 | 0 | 0 | 0 | 0 | 0 | 0 | 0 | [74 empty] | 0 | 0
|  |  |  | 2.0321 | 20.3207 | 0 | 0 | 0 | 0 | 0 | 0 | 0.173 | 0 | 20.321 | 20.321 | 0 | 0 | 0 | 0 | 0 | 0 | 0 | 0 | 0 | [74 empty] | 0 | 0
|  |  |  | 2.0464 | 20.4644 | 0 | 0 | 0 | 0 | 0 | 0 | 0.173 | 0 | 20.464 | 20.464 | 0 | 0 | 0 | 0 | 0 | 0 | 0 | 0 | 0 | [74 empty] | 0 | 0
|  |  |  | 2.0323 | 20.3233 | 0 | 0 | 0 | 0 | 0 | 0 | 0.173 | 0 | 20.323 | 20.323 | 0 | 0 | 0 | 0 | 0 | 0 | 0 | 0 | 0 | [74 empty] | 0 | 0
|  |  |  | 2.0318 | 20.3184 | 0 | 0 | 0 | 0 | 0 | 0 | 0.173 | 0 | 20.318 | 20.318 | 0 | 0 | 0 | 0 | 0 | 0 | 0 | 0 | 0 | [74 empty] | 0 | 0
|  |  |  | 2.0313 | 20.3128 | 0 | 0 | 0 | 0 | 0 | 0 | 0.173 | 0 | 20.313 | 20.313 | 0 | 0 | 0 | 0 | 0 | 0 | 0 | 0 | 0 | [74 empty] | 0 | 0
|  |  |  | 2.0311 | 20.311 | 0 | 0 | 0 | 0 | 0 | 0 | 0.173 | 0 | 20.311 | 20.311 | 0 | 0 | 0 | 0 | 0 | 0 | 0 | 0 | 0 | [74 empty] | 0 | 0
|  |  |  | 2.0655 | 20.6547 | 0 | 0 | 0 | 0 | 0 | 0 | 0.173 | 0 | 20.655 | 20.655 | 0 | 0 | 0 | 0 | 0 | 0 | 0 | 0 | 0 | [74 empty] | 0 | 0
|  |  |  | 2.0603 | 20.6029 | 0 | 0 | 0 | 0 | 0 | 0 | 0.173 | 0 | 20.603 | 20.603 | 0 | 0 | 0 | 0 | 0 | 0 | 0 | 0 | 0 | [74 empty] | 0 | 0
|  |  |  | 2.9723 | 29.7231 | 0 | 0 | 0 | 0 | 0 | 0 | 0.173 | 0 | 29.723 | 29.476 | 0 | 0.247 | 0 | 0 | 0.247 | 0 | 0 | 0 | 0 | [74 empty] | 0 | 0
|  |  |  | 6.296 | 62.9603 | 0 | 0 | 0 | 0 | 0 | 0 | 0.173 | 0 | 62.96 | 49.873 | 0 | 13.087 | 0 | 0 | 13.087 | 0 | 0 | 0 | 0 | [74 empty] | 12 | 0
|  |  |  | 7.842 | 78.4203 | 0 | 0 | 0 | 0 | 0 | 0 | 0.173 | 0 | 78.42 | 37.181 | 0 | 41.239 | 0 | 0 | 41.239 | 0 | 0 | 0 | 0 | [74 empty] | 11 | 0
|  |  |  | 8.0945 | 80.9447 | 0 | 0 | 0 | 0 | 0 | 0 | 0.173 | 0 | 80.945 | 15.058 | 0 | 65.886 | 0 | 0 | 65.886 | 0 | 0 | 0 | 0 | [74 empty] | 10 | 0
|  |  |  | 8.3338 | 83.3384 | 0 | 0 | 0 | 0 | 0 | 0 | 0.173 | 0 | 83.338 | 0 | 0 | 85.648 | 0 | 2.31 | 83.338 | 0 | 0 | 0 | 0 | [74 empty] | 9 | 0
|  |  |  | 8.4068 | 84.0677 | 0 | 0 | 0 | 0 | 0 | 0 | 0.173 | 0 | 84.068 | 0 | 0 | 98.633 | 0 | 14.566 | 84.067 | 0 | 0 | 0 | 0 | [74 empty] | 8 | 0
|  |  |  | 8.6746 | 86.7459 | 0 | 0 | 0 | 0 | 0 | 0 | 0.173 | 0 | 86.746 | 0 | 0 | 105.25 | 0 | 18.504 | 86.746 | 0 | 0 | 0 | 0 | [74 empty] | 7 | 0
|  |  |  | 8.7058 | 87.058 | 0 | 0 | 0 | 0 | 0 | 0 | 0.173 | 0 | 87.058 | 0 | 0 | 105.889 | 0 | 18.831 | 87.058 | 0 | 0 | 0 | 0 | [74 empty] | 6 | 0
|  |  |  | 8.6913 | 86.913 | 0 | 0 | 0 | 0 | 0 | 0 | 0.173 | 0 | 86.913 | 0 | 0 | 100 | 0 | 13.087 | 86.913 | 0 | 0 | 0 | 0 | [74 empty] | 5 | 0
|  |  |  | 8.5719 | 85.7186 | 0 | 0 | 0 | 0 | 0 | 0 | 0.173 | 0 | 85.719 | 13.725 | 0 | 71.994 | 0 | 0 | 71.994 | 0 | 0 | 0 | 0 | [74 empty] | 4 | 0
|  |  |  | 8.1653 | 81.6528 | 0 | 0 | 0 | 0 | 0 | 0 | 0.173 | 0 | 81.653 | 18.006 | 0 | 63.647 | 0 | 0 | 63.647 | 0 | 0 | 0 | 0 | [74 empty] | 3 | 0
|  |  |  | 6.6634 | 66.6339 | 0 | 0 | 0 | 0 | 0 | 0 | 0.173 | 0 | 66.634 | 24.711 | 0 | 41.922 | 0 | 0 | 41.922 | 0 | 0 | 0 | 0 | [74 empty] | 2 | 0
|  |  |  | 6.5015 | 65.015 | 0 | 0 | 0 | 0 | 0 | 0 | 0.173 | 0 | 65.015 | 44.468 | 0 | 20.547 | 0 | 0 | 20.547 | 0 | 0 | 0 | 0 | [74 empty] | 1 | 0
|  |  |  | 6.6446 | 66.4462 | 0 | 0 | 0 | 0 | 0 | 0 | 0.173 | 0 | 66.446 | 63.916 | 0 | 2.53 | 0 | 0 | 2.53 | 0 | 0 | 0 | 0 | [74 empty] | 0 | 0
|  |  |  | 6.7264 | 67.2638 | 0 | 0 | 0 | 0 | 0 | 0 | 0.173 | 0 | 67.264 | 67.264 | 0 | 0 | 0 | 0 | 0 | 0 | 0 | 0 | 0 | [74 empty] | 0 | 0
|  |  |  | 2.0314 | 20.3136 | 0 | 0 | 0 | 0 | 0 | 0 | 0.173 | 0 | 20.314 | 20.314 | 0 | 0 | 0 | 0 | 0 | 0 | 0 | 0 | 0 | [74 empty] | 0 | 0
|  |  |  | 2.0319 | 20.3193 | 0 | 0 | 0 | 0 | 0 | 0 | 0.173 | 0 | 20.319 | 20.319 | 0 | 0 | 0 | 0 | 0 | 0 | 0 | 0 | 0 | [74 empty] | 0 | 0
|  |  |  | 2.0464 | 20.4643 | 0 | 0 | 0 | 0 | 0 | 0 | 0.173 | 0 | 20.464 | 20.464 | 0 | 0 | 0 | 0 | 0 | 0 | 0 | 0 | 0 | [74 empty] | 0 | 0
|  |  |  | 2.0324 | 20.3241 | 0 | 0 | 0 | 0 | 0 | 0 | 0.173 | 0 | 20.324 | 20.324 | 0 | 0 | 0 | 0 | 0 | 0 | 0 | 0 | 0 | [74 empty] | 0 | 0
|  |  |  | 2.0323 | 20.3227 | 0 | 0 | 0 | 0 | 0 | 0 | 0.173 | 0 | 20.323 | 20.323 | 0 | 0 | 0 | 0 | 0 | 0 | 0 | 0 | 0 | [74 empty] | 0 | 0
|  |  |  | 2.0323 | 20.3226 | 0 | 0 | 0 | 0 | 0 | 0 | 0.173 | 0 | 20.323 | 20.323 | 0 | 0 | 0 | 0 | 0 | 0 | 0 | 0 | 0 | [74 empty] | 0 | 0
|  |  |  | 2.0323 | 20.323 | 0 | 0 | 0 | 0 | 0 | 0 | 0.173 | 0 | 20.323 | 20.323 | 0 | 0 | 0 | 0 | 0 | 0 | 0 | 0 | 0 | [74 empty] | 0 | 0
|  |  |  | 2.0396 | 20.3956 | 0 | 0 | 0 | 0 | 0 | 0 | 0.173 | 0 | 20.396 | 20.396 | 0 | 0 | 0 | 0 | 0 | 0 | 0 | 0 | 0 | [74 empty] | 0 | 0
|  |  |  | 2.0392 | 20.392 | 0 | 0 | 0 | 0 | 0 | 0 | 0.173 | 0 | 20.392 | 20.392 | 0 | 0 | 0 | 0 | 0 | 0 | 0 | 0 | 0 | [74 empty] | 0 | 0
|  |  |  | 3.106 | 31.0599 | 0 | 0 | 0 | 0 | 0 | 0 | 0.173 | 0 | 31.06 | 30.944 | 0 | 0.116 | 0 | 0 | 0.116 | 0 | 0 | 0 | 0 | [74 empty] | 0 | 0
|  |  |  | 6.4107 | 64.1067 | 0 | 0 | 0 | 0 | 0 | 0 | 0.173 | 0 | 64.107 | 48.678 | 0 | 15.428 | 0 | 0 | 15.428 | 0 | 0 | 0 | 0 | [74 empty] | 12 | 0
|  |  |  | 7.9082 | 79.082 | 0 | 0 | 0 | 0 | 0 | 0 | 0.173 | 0 | 79.082 | 37.145 | 0 | 41.937 | 0 | 0 | 41.937 | 0 | 0 | 0 | 0 | [74 empty] | 11 | 0
|  |  |  | 7.9494 | 79.494 | 0 | 0 | 0 | 0 | 0 | 0 | 0.173 | 0 | 79.494 | 14.771 | 0 | 64.723 | 0 | 0 | 64.723 | 0 | 0 | 0 | 0 | [74 empty] | 10 | 0
|  |  |  | 8.1304 | 81.3038 | 0 | 0 | 0 | 0 | 0 | 0 | 0.173 | 0 | 81.304 | 0 | 0 | 81.562 | 0 | 0.258 | 81.304 | 0 | 0 | 0 | 0 | [74 empty] | 9 | 0
|  |  |  | 8.3217 | 83.2171 | 0 | 0 | 0 | 0 | 0 | 0 | 0.173 | 0 | 83.217 | 0 | 0 | 92.337 | 0 | 9.12 | 83.217 | 0 | 0 | 0 | 0 | [74 empty] | 8 | 0
|  |  |  | 8.4182 | 84.1815 | 0 | 0 | 0 | 0 | 0 | 0 | 0.173 | 0 | 84.181 | 0 | 0 | 97.426 | 0 | 13.245 | 84.181 | 0 | 0 | 0 | 0 | [74 empty] | 7 | 0
|  |  |  | 8.26 | 82.6001 | 0 | 0 | 0 | 0 | 0 | 0 | 0.173 | 0 | 82.6 | 0 | 0 | 97.397 | 0 | 14.797 | 82.6 | 0 | 0 | 0 | 0 | [74 empty] | 6 | 0
|  |  |  | 8.3096 | 83.0963 | 0 | 0 | 0 | 0 | 0 | 0 | 0.173 | 0 | 83.096 | 0 | 0 | 96.278 | 0 | 13.181 | 83.097 | 0 | 0 | 0 | 0 | [74 empty] | 5 | 0
|  |  |  | 8.2867 | 82.8666 | 0 | 0 | 0 | 0 | 0 | 0 | 0.173 | 0 | 82.867 | 0 | 0 | 85.793 | 0 | 2.927 | 82.866 | 0 | 0 | 0 | 0 | [74 empty] | 4 | 0
|  |  |  | 7.9948 | 79.9481 | 0 | 0 | 0 | 0 | 0 | 0 | 0.173 | 0 | 79.948 | 9.874 | 0 | 70.074 | 0 | 0 | 70.074 | 0 | 0 | 0 | 0 | [74 empty] | 3 | 0
|  |  |  | 6.5782 | 65.7819 | 0 | 0 | 0 | 0 | 0 | 0 | 0.173 | 0 | 65.782 | 18.988 | 0 | 46.794 | 0 | 0 | 46.794 | 0 | 0 | 0 | 0 | [74 empty] | 2 | 0
|  |  |  | 6.5218 | 65.2182 | 0 | 0 | 0 | 0 | 0 | 0 | 0.173 | 0 | 65.218 | 44.453 | 0 | 20.765 | 0 | 0 | 20.765 | 0 | 0 | 0 | 0 | [74 empty] | 1 | 0
|  |  |  | 6.6756 | 66.7555 | 0 | 0 | 0 | 0 | 0 | 0 | 0.173 | 0 | 66.756 | 64.109 | 0 | 2.647 | 0 | 0 | 2.647 | 0 | 0 | 0 | 0 | [74 empty] | 0 | 0
|  |  |  | 6.763 | 67.63 | 0 | 0 | 0 | 0 | 0 | 0 | 0.173 | 0 | 67.63 | 67.63 | 0 | 0 | 0 | 0 | 0 | 0 | 0 | 0 | 0 | [74 empty] | 0 | 0
|  |  |  | 2.037 | 20.3705 | 0 | 0 | 0 | 0 | 0 | 0 | 0.173 | 0 | 20.37 | 20.37 | 0 | 0 | 0 | 0 | 0 | 0 | 0 | 0 | 0 | [74 empty] | 0 | 0
|  |  |  | 2.0326 | 20.3261 | 0 | 0 | 0 | 0 | 0 | 0 | 0.173 | 0 | 20.326 | 20.326 | 0 | 0 | 0 | 0 | 0 | 0 | 0 | 0 | 0 | [74 empty] | 0 | 0
|  |  |  | 2.0468 | 20.4679 | 0 | 0 | 0 | 0 | 0 | 0 | 0.173 | 0 | 20.468 | 20.468 | 0 | 0 | 0 | 0 | 0 | 0 | 0 | 0 | 0 | [74 empty] | 0 | 0
|  |  |  | 2.0327 | 20.3273 | 0 | 0 | 0 | 0 | 0 | 0 | 0.173 | 0 | 20.327 | 20.327 | 0 | 0 | 0 | 0 | 0 | 0 | 0 | 0 | 0 | [74 empty] | 0 | 0
|  |  |  | 2.0327 | 20.3271 | 0 | 0 | 0 | 0 | 0 | 0 | 0.173 | 0 | 20.327 | 20.327 | 0 | 0 | 0 | 0 | 0 | 0 | 0 | 0 | 0 | [74 empty] | 0 | 0
|  |  |  | 2.0328 | 20.328 | 0 | 0 | 0 | 0 | 0 | 0 | 0.173 | 0 | 20.328 | 20.328 | 0 | 0 | 0 | 0 | 0 | 0 | 0 | 0 | 0 | [74 empty] | 0 | 0
|  |  |  | 2.0328 | 20.3285 | 0 | 0 | 0 | 0 | 0 | 0 | 0.173 | 0 | 20.329 | 20.329 | 0 | 0 | 0 | 0 | 0 | 0 | 0 | 0 | 0 | [74 empty] | 0 | 0
|  |  |  | 2.0401 | 20.4007 | 0 | 0 | 0 | 0 | 0 | 0 | 0.173 | 0 | 20.401 | 20.401 | 0 | 0 | 0 | 0 | 0 | 0 | 0 | 0 | 0 | [74 empty] | 0 | 0
|  |  |  | 2.0395 | 20.3954 | 0 | 0 | 0 | 0 | 0 | 0 | 0.173 | 0 | 20.395 | 20.395 | 0 | 0 | 0 | 0 | 0 | 0 | 0 | 0 | 0 | [74 empty] | 0 | 0
|  |  |  | 3.2033 | 32.0331 | 0 | 0 | 0 | 0 | 0 | 0 | 0.173 | 0 | 32.033 | 31.931 | 0 | 0.102 | 0 | 0 | 0.102 | 0 | 0 | 0 | 0 | [74 empty] | 0 | 0
|  |  |  | 6.5459 | 65.4589 | 0 | 0 | 0 | 0 | 0 | 0 | 0.173 | 0 | 65.459 | 54.989 | 0 | 10.47 | 0 | 0 | 10.47 | 0 | 0 | 0 | 0 | [74 empty] | 12 | 0
|  |  |  | 8.0458 | 80.4584 | 0 | 0 | 0 | 0 | 0 | 0 | 0.173 | 0 | 80.458 | 43.785 | 0 | 36.673 | 0 | 0 | 36.673 | 0 | 0 | 0 | 0 | [74 empty] | 11 | 0
|  |  |  | 8.1853 | 81.8534 | 0 | 0 | 0 | 0 | 0 | 0 | 0.173 | 0 | 81.853 | 18.177 | 0 | 63.676 | 0 | 0 | 63.676 | 0 | 0 | 0 | 0 | [74 empty] | 10 | 0
|  |  |  | 8.3822 | 83.8223 | 0 | 0 | 0 | 0 | 0 | 0 | 0.173 | 0 | 83.822 | 6.565 | 0 | 77.258 | 0 | 0 | 77.258 | 0 | 0 | 0 | 0 | [74 empty] | 9 | 0
|  |  |  | 8.4516 | 84.5158 | 0 | 0 | 0 | 0 | 0 | 0 | 0.173 | 0 | 84.516 | 19.604 | 0 | 64.912 | 0 | 0 | 64.912 | 0 | 0 | 0 | 0 | [74 empty] | 8 | 0
|  |  |  | 8.5107 | 85.1068 | 0 | 0 | 0 | 0 | 0 | 0 | 0.173 | 0 | 85.107 | 15.818 | 0 | 69.289 | 0 | 0 | 69.289 | 0 | 0 | 0 | 0 | [74 empty] | 7 | 0
|  |  |  | 8.617 | 86.1701 | 0 | 0 | 0 | 0 | 0 | 0 | 0.173 | 0 | 86.17 | 5.306 | 0 | 80.864 | 0 | 0 | 80.864 | 0 | 0 | 0 | 0 | [74 empty] | 6 | 0
|  |  |  | 8.625 | 86.2501 | 0 | 0 | 0 | 0 | 0 | 0 | 0.173 | 0 | 86.25 | 69.484 | 0 | 16.766 | 0 | 0 | 16.766 | 0 | 0 | 0 | 0 | [74 empty] | 5 | 0
|  |  |  | 8.4165 | 84.1652 | 0 | 0 | 0 | 0 | 0 | 0 | 0.173 | 0 | 84.165 | 49.092 | 0 | 35.073 | 0 | 0 | 35.073 | 0 | 0 | 0 | 0 | [74 empty] | 4 | 0
|  |  |  | 8.0565 | 80.5653 | 0 | 0 | 0 | 0 | 0 | 0 | 0.173 | 0 | 80.565 | 49.578 | 0 | 30.987 | 0 | 0 | 30.987 | 0 | 0 | 0 | 0 | [74 empty] | 3 | 0
|  |  |  | 6.6597 | 66.5969 | 0 | 0 | 0 | 0 | 0 | 0 | 0.173 | 0 | 66.597 | 33.588 | 0 | 33.009 | 0 | 0 | 33.009 | 0 | 0 | 0 | 0 | [74 empty] | 2 | 0
|  |  |  | 6.5604 | 65.6042 | 0 | 0 | 0 | 0 | 0 | 0 | 0.173 | 0 | 65.604 | 43.851 | 0 | 21.754 | 0 | 0 | 21.754 | 0 | 0 | 0 | 0 | [74 empty] | 1 | 0
|  |  |  | 6.7439 | 67.4385 | 0 | 0 | 0 | 0 | 0 | 0 | 0.173 | 0 | 67.438 | 64.516 | 0 | 2.923 | 0 | 0 | 2.923 | 0 | 0 | 0 | 0 | [74 empty] | 0 | 0
|  |  |  | 6.8579 | 68.5788 | 0 | 0 | 0 | 0 | 0 | 0 | 0.173 | 0 | 68.579 | 68.579 | 0 | 0 | 0 | 0 | 0 | 0 | 0 | 0 | 0 | [74 empty] | 0 | 0
|  |  |  | 2.0378 | 20.3779 | 0 | 0 | 0 | 0 | 0 | 0 | 0.173 | 0 | 20.378 | 20.378 | 0 | 0 | 0 | 0 | 0 | 0 | 0 | 0 | 0 | [74 empty] | 0 | 0
|  |  |  | 2.0334 | 20.3339 | 0 | 0 | 0 | 0 | 0 | 0 | 0.173 | 0 | 20.334 | 20.334 | 0 | 0 | 0 | 0 | 0 | 0 | 0 | 0 | 0 | [74 empty] | 0 | 0
|  |  |  | 2.0474 | 20.4742 | 0 | 0 | 0 | 0 | 0 | 0 | 0.173 | 0 | 20.474 | 20.474 | 0 | 0 | 0 | 0 | 0 | 0 | 0 | 0 | 0 | [74 empty] | 0 | 0
|  |  |  | 2.0336 | 20.3356 | 0 | 0 | 0 | 0 | 0 | 0 | 0.173 | 0 | 20.336 | 20.336 | 0 | 0 | 0 | 0 | 0 | 0 | 0 | 0 | 0 | [74 empty] | 0 | 0
|  |  |  | 2.0337 | 20.3367 | 0 | 0 | 0 | 0 | 0 | 0 | 0.173 | 0 | 20.337 | 20.337 | 0 | 0 | 0 | 0 | 0 | 0 | 0 | 0 | 0 | [74 empty] | 0 | 0
|  |  |  | 2.0334 | 20.3344 | 0 | 0 | 0 | 0 | 0 | 0 | 0.173 | 0 | 20.334 | 20.334 | 0 | 0 | 0 | 0 | 0 | 0 | 0 | 0 | 0 | [74 empty] | 0 | 0
|  |  |  | 2.0332 | 20.3325 | 0 | 0 | 0 | 0 | 0 | 0 | 0.173 | 0 | 20.332 | 20.332 | 0 | 0 | 0 | 0 | 0 | 0 | 0 | 0 | 0 | [74 empty] | 0 | 0
|  |  |  | 2.0696 | 20.6963 | 0 | 0 | 0 | 0 | 0 | 0 | 0.173 | 0 | 20.696 | 20.696 | 0 | 0 | 0 | 0 | 0 | 0 | 0 | 0 | 0 | [74 empty] | 0 | 0
|  |  |  | 2.064 | 20.6396 | 0 | 0 | 0 | 0 | 0 | 0 | 0.173 | 0 | 20.64 | 20.64 | 0 | 0 | 0 | 0 | 0 | 0 | 0 | 0 | 0 | [74 empty] | 0 | 0
|  |  |  | 3.2627 | 32.6268 | 0 | 0 | 0 | 0 | 0 | 0 | 0.173 | 0 | 32.627 | 31.464 | 0 | 1.163 | 0 | 0 | 1.163 | 0 | 0 | 0 | 0 | [74 empty] | 0 | 0
|  |  |  | 6.5497 | 65.497 | 0 | 0 | 0 | 0 | 0 | 0 | 0.173 | 0 | 65.497 | 48.382 | 0 | 17.115 | 0 | 0 | 17.115 | 0 | 0 | 0 | 0 | [74 empty] | 12 | 0
|  |  |  | 8.0581 | 80.5814 | 0 | 0 | 0 | 0 | 0 | 0 | 0.173 | 0 | 80.581 | 35.256 | 0 | 45.325 | 0 | 0 | 45.325 | 0 | 0 | 0 | 0 | [74 empty] | 11 | 0
|  |  |  | 8.1902 | 81.902 | 0 | 0 | 0 | 0 | 0 | 0 | 0.173 | 0 | 81.902 | 9.647 | 0 | 72.255 | 0 | 0 | 72.255 | 0 | 0 | 0 | 0 | [74 empty] | 10 | 0
|  |  |  | 8.4012 | 84.0124 | 0 | 0 | 0 | 0 | 0 | 0 | 0.173 | 0 | 84.012 | 0 | 0 | 92.25 | 0 | 8.237 | 84.013 | 0 | 0 | 0 | 0 | [74 empty] | 9 | 0
|  |  |  | 8.6894 | 86.8938 | 0 | 0 | 0 | 0 | 0 | 0 | 0.173 | 0 | 86.894 | 0 | 0 | 105.526 | 0 | 18.632 | 86.894 | 0 | 0 | 0 | 0 | [74 empty] | 8 | 0
|  |  |  | 8.846 | 88.4605 | 0 | 0 | 0 | 0 | 0 | 0 | 0.173 | 0 | 88.46 | 0 | 0 | 112.738 | 0 | 24.278 | 88.46 | 0 | 0 | 0 | 0 | [74 empty] | 7 | 0
|  |  |  | 8.378 | 83.7795 | 0 | 0 | 0 | 0 | 0 | 0 | 0.173 | 0 | 83.78 | 0 | 0 | 114.192 | 0 | 30.413 | 83.779 | 0 | 0 | 0 | 0 | [74 empty] | 6 | 0
|  |  |  | 8.0791 | 80.7913 | 0 | 0 | 0 | 0 | 0 | 0 | 0.173 | 0 | 80.791 | 0 | 0 | 108.056 | 0 | 27.265 | 80.791 | 0 | 0 | 0 | 0 | [74 empty] | 5 | 0
|  |  |  | 7.9083 | 79.0833 | 0 | 0 | 0 | 0 | 0 | 0 | 0.173 | 0 | 79.083 | 0 | 0 | 95.565 | 0 | 16.482 | 79.083 | 0 | 0 | 0 | 0 | [74 empty] | 4 | 0
|  |  |  | 7.7118 | 77.118 | 0 | 0 | 0 | 0 | 0 | 0 | 0.173 | 0 | 77.118 | 0.98 | 0 | 76.138 | 0 | 0 | 76.138 | 0 | 0 | 0 | 0 | [74 empty] | 3 | 0
|  |  |  | 6.4112 | 64.112 | 0 | 0 | 0 | 0 | 0 | 0 | 0.173 | 0 | 64.112 | 13.741 | 0 | 50.371 | 0 | 0 | 50.371 | 0 | 0 | 0 | 0 | [74 empty] | 2 | 0
|  |  |  | 6.4155 | 64.1552 | 0 | 0 | 0 | 0 | 0 | 0 | 0.173 | 0 | 64.155 | 41.82 | 0 | 22.335 | 0 | 0 | 22.335 | 0 | 0 | 0 | 0 | [74 empty] | 1 | 0
|  |  |  | 6.6684 | 66.6844 | 0 | 0 | 0 | 0 | 0 | 0 | 0.173 | 0 | 66.684 | 63.762 | 0 | 2.923 | 0 | 0 | 2.923 | 0 | 0 | 0 | 0 | [74 empty] | 0 | 0
|  |  |  | 6.7769 | 67.7688 | 0 | 0 | 0 | 0 | 0 | 0 | 0.173 | 0 | 67.769 | 67.769 | 0 | 0 | 0 | 0 | 0 | 0 | 0 | 0 | 0 | [74 empty] | 0 | 0
|  |  |  | 2.0317 | 20.3168 | 0 | 0 | 0 | 0 | 0 | 0 | 0.173 | 0 | 20.317 | 20.317 | 0 | 0 | 0 | 0 | 0 | 0 | 0 | 0 | 0 | [74 empty] | 0 | 0
|  |  |  | 2.0323 | 20.3231 | 0 | 0 | 0 | 0 | 0 | 0 | 0.173 | 0 | 20.323 | 20.323 | 0 | 0 | 0 | 0 | 0 | 0 | 0 | 0 | 0 | [74 empty] | 0 | 0
|  |  |  | 2.0464 | 20.4636 | 0 | 0 | 0 | 0 | 0 | 0 | 0.173 | 0 | 20.464 | 20.464 | 0 | 0 | 0 | 0 | 0 | 0 | 0 | 0 | 0 | [74 empty] | 0 | 0
|  |  |  | 2.0321 | 20.321 | 0 | 0 | 0 | 0 | 0 | 0 | 0.173 | 0 | 20.321 | 20.321 | 0 | 0 | 0 | 0 | 0 | 0 | 0 | 0 | 0 | [74 empty] | 0 | 0
|  |  |  | 2.0318 | 20.3178 | 0 | 0 | 0 | 0 | 0 | 0 | 0.173 | 0 | 20.318 | 20.318 | 0 | 0 | 0 | 0 | 0 | 0 | 0 | 0 | 0 | [74 empty] | 0 | 0
|  |  |  | 2.0316 | 20.3155 | 0 | 0 | 0 | 0 | 0 | 0 | 0.173 | 0 | 20.315 | 20.315 | 0 | 0 | 0 | 0 | 0 | 0 | 0 | 0 | 0 | [74 empty] | 0 | 0
|  |  |  | 2.0314 | 20.3145 | 0 | 0 | 0 | 0 | 0 | 0 | 0.173 | 0 | 20.314 | 20.314 | 0 | 0 | 0 | 0 | 0 | 0 | 0 | 0 | 0 | [74 empty] | 0 | 0
|  |  |  | 2.0383 | 20.3832 | 0 | 0 | 0 | 0 | 0 | 0 | 0.173 | 0 | 20.383 | 20.383 | 0 | 0 | 0 | 0 | 0 | 0 | 0 | 0 | 0 | [74 empty] | 0 | 0
|  |  |  | 2.038 | 20.38 | 0 | 0 | 0 | 0 | 0 | 0 | 0.173 | 0 | 20.38 | 20.38 | 0 | 0 | 0 | 0 | 0 | 0 | 0 | 0 | 0 | [74 empty] | 0 | 0
|  |  |  | 1.7558 | 17.5582 | 0 | 0 | 0 | 0 | 0 | 0 | 0.173 | 0 | 17.558 | 16.54 | 0 | 1.018 | 0 | 0 | 1.018 | 0 | 0 | 0 | 0 | [74 empty] | 0 | 0
|  |  |  | 1.6981 | 16.9806 | 0 | 0 | 0 | 0 | 0 | 0 | 0.173 | 0 | 16.981 | 0 | 0 | 17.202 | 0 | 0.222 | 16.98 | 0 | 0 | 0 | 0 | [74 empty] | 13 | 0
|  |  |  | 1.6994 | 16.9945 | 0 | 0 | 0 | 0 | 0 | 0 | 0.173 | 0 | 16.995 | 0 | 0 | 44.729 | 0 | 27.734 | 16.995 | 0 | 0 | 0 | 0 | [74 empty] | 12 | 0
|  |  |  | 1.7002 | 17.0017 | 0 | 0 | 0 | 0 | 0 | 0 | 0.173 | 0 | 17.002 | 0 | 0 | 68.635 | 0 | 51.633 | 17.002 | 0 | 0 | 0 | 0 | [74 empty] | 11 | 0
|  |  |  | 1.6999 | 16.9994 | 0 | 0 | 0 | 0 | 0 | 0 | 0.173 | 0 | 16.999 | 0 | 0 | 87.248 | 0 | 70.248 | 17 | 0 | 0 | 0 | 0 | [74 empty] | 10 | 0
|  |  |  | 1.7122 | 17.1222 | 0 | 0 | 0 | 0 | 0 | 0 | 0.173 | 0 | 17.122 | 0 | 0 | 99.462 | 0 | 82.34 | 17.122 | 0 | 0 | 0 | 0 | [74 empty] | 9 | 0
|  |  |  | 1.6992 | 16.9925 | 0 | 0 | 0 | 0 | 0 | 0 | 0.173 | 0 | 16.992 | 0 | 0 | 105.162 | 0 | 88.17 | 16.992 | 0 | 0 | 0 | 0 | [74 empty] | 8 | 0
|  |  |  | 1.7007 | 17.0071 | 0 | 0 | 0 | 0 | 0 | 0 | 0.173 | 0 | 17.007 | 0 | 0 | 105.017 | 0 | 88.01 | 17.007 | 0 | 0 | 0 | 0 | [74 empty] | 7 | 0
|  |  |  | 1.7011 | 17.0106 | 0 | 0 | 0 | 0 | 0 | 0 | 0.173 | 0 | 17.011 | 0 | 0 | 99.506 | 0 | 82.495 | 17.011 | 0 | 0 | 0 | 0 | [74 empty] | 6 | 0
|  |  |  | 1.922 | 19.2198 | 0 | 0 | 0 | 0 | 0 | 0 | 0.173 | 0 | 19.22 | 0 | 0 | 90.287 | 0 | 71.067 | 19.22 | 0 | 0 | 0 | 0 | [74 empty] | 5 | 0
|  |  |  | 1.897 | 18.9704 | 0 | 0 | 0 | 0 | 0 | 0 | 0.173 | 0 | 18.97 | 0 | 0 | 72.357 | 0 | 53.387 | 18.97 | 0 | 0 | 0 | 0 | [74 empty] | 4 | 0
|  |  |  | 1.7758 | 17.7577 | 0 | 0 | 0 | 0 | 0 | 0 | 0.173 | 0 | 17.758 | 0 | 0 | 48.437 | 0 | 30.679 | 17.758 | 0 | 0 | 0 | 0 | [74 empty] | 3 | 0
|  |  |  | 1.6966 | 16.9658 | 0 | 0 | 0 | 0 | 0 | 0 | 0.173 | 0 | 16.966 | 0 | 0 | 21.841 | 0 | 4.875 | 16.966 | 0 | 0 | 0 | 0 | [74 empty] | 2 | 0
|  |  |  | 1.8731 | 18.731 | 0 | 0 | 0 | 0 | 0 | 0 | 0.173 | 0 | 18.731 | 15.837 | 0 | 2.894 | 0 | 0 | 2.894 | 0 | 0 | 0 | 0 | [74 empty] | 1 | 0
|  |  |  | 2.042 | 20.4198 | 0 | 0 | 0 | 0 | 0 | 0 | 0.173 | 0 | 20.42 | 20.42 | 0 | 0 | 0 | 0 | 0 | 0 | 0 | 0 | 0 | [74 empty] | 0 | 0
|  |  |  | 2.0382 | 20.3816 | 0 | 0 | 0 | 0 | 0 | 0 | 0.173 | 0 | 20.382 | 20.382 | 0 | 0 | 0 | 0 | 0 | 0 | 0 | 0 | 0 | [74 empty] | 0 | 0
|  |  |  | 2.0326 | 20.3261 | 0 | 0 | 0 | 0 | 0 | 0 | 0.173 | 0 | 20.326 | 20.326 | 0 | 0 | 0 | 0 | 0 | 0 | 0 | 0 | 0 | [74 empty] | 0 | 0
|  |  |  | 2.046 | 20.4599 | 0 | 0 | 0 | 0 | 0 | 0 | 0.173 | 0 | 20.46 | 20.46 | 0 | 0 | 0 | 0 | 0 | 0 | 0 | 0 | 0 | [74 empty] | 0 | 0
|  |  |  | 2.0326 | 20.3256 | 0 | 0 | 0 | 0 | 0 | 0 | 0.173 | 0 | 20.326 | 20.326 | 0 | 0 | 0 | 0 | 0 | 0 | 0 | 0 | 0 | [74 empty] | 0 | 0
|  |  |  | 2.0324 | 20.3236 | 0 | 0 | 0 | 0 | 0 | 0 | 0.173 | 0 | 20.324 | 20.324 | 0 | 0 | 0 | 0 | 0 | 0 | 0 | 0 | 0 | [74 empty] | 0 | 0
|  |  |  | 2.0323 | 20.3233 | 0 | 0 | 0 | 0 | 0 | 0 | 0.173 | 0 | 20.323 | 20.323 | 0 | 0 | 0 | 0 | 0 | 0 | 0 | 0 | 0 | [74 empty] | 0 | 0
|  |  |  | 2.0323 | 20.3234 | 0 | 0 | 0 | 0 | 0 | 0 | 0.173 | 0 | 20.323 | 20.323 | 0 | 0 | 0 | 0 | 0 | 0 | 0 | 0 | 0 | [74 empty] | 0 | 0
|  |  |  | 2.0394 | 20.3937 | 0 | 0 | 0 | 0 | 0 | 0 | 0.173 | 0 | 20.394 | 20.394 | 0 | 0 | 0 | 0 | 0 | 0 | 0 | 0 | 0 | [74 empty] | 0 | 0
|  |  |  | 2.0387 | 20.3874 | 0 | 0 | 0 | 0 | 0 | 0 | 0.173 | 0 | 20.387 | 20.387 | 0 | 0 | 0 | 0 | 0 | 0 | 0 | 0 | 0 | [74 empty] | 0 | 0
|  |  |  | 1.7563 | 17.5629 | 0 | 0 | 0 | 0 | 0 | 0 | 0.173 | 0 | 17.563 | 16.443 | 0 | 1.12 | 0 | 0 | 1.12 | 0 | 0 | 0 | 0 | [74 empty] | 0 | 0
|  |  |  | 1.6975 | 16.9747 | 0 | 0 | 0 | 0 | 0 | 0 | 0.173 | 0 | 16.975 | 4.411 | 0 | 12.564 | 0 | 0 | 12.564 | 0 | 0 | 0 | 0 | [74 empty] | 13 | 0
|  |  |  | 1.6975 | 16.9747 | 0 | 0 | 0 | 0 | 0 | 0 | 0.173 | 0 | 16.975 | 0 | 0 | 44.554 | 0 | 27.58 | 16.974 | 0 | 0 | 0 | 0 | [74 empty] | 12 | 0
|  |  |  | 1.6978 | 16.9783 | 0 | 0 | 0 | 0 | 0 | 0 | 0.173 | 0 | 16.978 | 0 | 0 | 69.391 | 0 | 52.413 | 16.978 | 0 | 0 | 0 | 0 | [74 empty] | 11 | 0
|  |  |  | 1.6978 | 16.9784 | 0 | 0 | 0 | 0 | 0 | 0 | 0.173 | 0 | 16.978 | 0 | 0 | 87.626 | 0 | 70.647 | 16.979 | 0 | 0 | 0 | 0 | [74 empty] | 10 | 0
|  |  |  | 1.7104 | 17.1044 | 0 | 0 | 0 | 0 | 0 | 0 | 0.173 | 0 | 17.104 | 0 | 0 | 102.429 | 0 | 85.324 | 17.105 | 0 | 0 | 0 | 0 | [74 empty] | 9 | 0
|  |  |  | 1.6972 | 16.9717 | 0 | 0 | 0 | 0 | 0 | 0 | 0.173 | 0 | 16.972 | 0 | 0 | 109.088 | 0 | 92.117 | 16.971 | 0 | 0 | 0 | 0 | [74 empty] | 8 | 0
|  |  |  | 1.6989 | 16.9886 | 0 | 0 | 0 | 0 | 0 | 0 | 0.173 | 0 | 16.989 | 0 | 0 | 109.088 | 0 | 92.1 | 16.988 | 0 | 0 | 0 | 0 | [74 empty] | 7 | 0
|  |  |  | 1.6992 | 16.9917 | 0 | 0 | 0 | 0 | 0 | 0 | 0.173 | 0 | 16.992 | 0 | 0 | 104.057 | 0 | 87.066 | 16.991 | 0 | 0 | 0 | 0 | [74 empty] | 6 | 0
|  |  |  | 1.6986 | 16.9861 | 0 | 0 | 0 | 0 | 0 | 0 | 0.173 | 0 | 16.986 | 0 | 0 | 92.235 | 0 | 75.249 | 16.986 | 0 | 0 | 0 | 0 | [74 empty] | 5 | 0
|  |  |  | 1.6955 | 16.9549 | 0 | 0 | 0 | 0 | 0 | 0 | 0.173 | 0 | 16.955 | 0 | 0 | 74.611 | 0 | 57.656 | 16.955 | 0 | 0 | 0 | 0 | [74 empty] | 4 | 0
|  |  |  | 1.6954 | 16.9545 | 0 | 0 | 0 | 0 | 0 | 0 | 0.173 | 0 | 16.955 | 0 | 0 | 48.204 | 0 | 31.25 | 16.954 | 0 | 0 | 0 | 0 | [74 empty] | 3 | 0
|  |  |  | 1.6954 | 16.9541 | 0 | 0 | 0 | 0 | 0 | 0 | 0.173 | 0 | 16.954 | 0 | 0 | 21.928 | 0 | 4.974 | 16.954 | 0 | 0 | 0 | 0 | [74 empty] | 2 | 0
|  |  |  | 1.8726 | 18.7261 | 0 | 0 | 0 | 0 | 0 | 0 | 0.173 | 0 | 18.726 | 15.731 | 0 | 2.995 | 0 | 0 | 2.995 | 0 | 0 | 0 | 0 | [74 empty] | 1 | 0
|  |  |  | 2.0417 | 20.4171 | 0 | 0 | 0 | 0 | 0 | 0 | 0.173 | 0 | 20.417 | 20.417 | 0 | 0 | 0 | 0 | 0 | 0 | 0 | 0 | 0 | [74 empty] | 0 | 0
|  |  |  | 2.0379 | 20.3794 | 0 | 0 | 0 | 0 | 0 | 0 | 0.173 | 0 | 20.379 | 20.379 | 0 | 0 | 0 | 0 | 0 | 0 | 0 | 0 | 0 | [74 empty] | 0 | 0
|  |  |  | 2.0322 | 20.3225 | 0 | 0 | 0 | 0 | 0 | 0 | 0.173 | 0 | 20.323 | 20.323 | 0 | 0 | 0 | 0 | 0 | 0 | 0 | 0 | 0 | [74 empty] | 0 | 0
|  |  |  | 2.0455 | 20.4553 | 0 | 0 | 0 | 0 | 0 | 0 | 0.173 | 0 | 20.455 | 20.455 | 0 | 0 | 0 | 0 | 0 | 0 | 0 | 0 | 0 | [74 empty] | 0 | 0
|  |  |  | 2.0323 | 20.3226 | 0 | 0 | 0 | 0 | 0 | 0 | 0.173 | 0 | 20.323 | 20.323 | 0 | 0 | 0 | 0 | 0 | 0 | 0 | 0 | 0 | [74 empty] | 0 | 0
|  |  |  | 2.0323 | 20.3228 | 0 | 0 | 0 | 0 | 0 | 0 | 0.173 | 0 | 20.323 | 20.323 | 0 | 0 | 0 | 0 | 0 | 0 | 0 | 0 | 0 | [74 empty] | 0 | 0
|  |  |  | 2.0322 | 20.3224 | 0 | 0 | 0 | 0 | 0 | 0 | 0.173 | 0 | 20.322 | 20.322 | 0 | 0 | 0 | 0 | 0 | 0 | 0 | 0 | 0 | [74 empty] | 0 | 0
|  |  |  | 2.0322 | 20.3219 | 0 | 0 | 0 | 0 | 0 | 0 | 0.173 | 0 | 20.322 | 20.322 | 0 | 0 | 0 | 0 | 0 | 0 | 0 | 0 | 0 | [74 empty] | 0 | 0
|  |  |  | 2.0394 | 20.3941 | 0 | 0 | 0 | 0 | 0 | 0 | 0.173 | 0 | 20.394 | 20.394 | 0 | 0 | 0 | 0 | 0 | 0 | 0 | 0 | 0 | [74 empty] | 0 | 0
|  |  |  | 2.0386 | 20.3862 | 0 | 0 | 0 | 0 | 0 | 0 | 0.173 | 0 | 20.386 | 20.386 | 0 | 0 | 0 | 0 | 0 | 0 | 0 | 0 | 0 | [74 empty] | 0 | 0
|  |  |  | 3.2149 | 32.1487 | 0 | 0 | 0 | 0 | 0 | 0 | 0.173 | 0 | 32.149 | 31.029 | 0 | 1.12 | 0 | 0 | 1.12 | 0 | 0 | 0 | 0 | [74 empty] | 0 | 0
|  |  |  | 6.7704 | 67.7039 | 0 | 0 | 0 | 0 | 0 | 0 | 0.173 | 0 | 67.704 | 50.313 | 0 | 17.391 | 0 | 0 | 17.391 | 0 | 0 | 0 | 0 | [74 empty] | 12 | 0
|  |  |  | 8.4065 | 84.0655 | 0 | 0 | 0 | 0 | 0 | 0 | 0.173 | 0 | 84.066 | 40.776 | 0 | 43.289 | 0 | 0 | 43.289 | 0 | 0 | 0 | 0 | [74 empty] | 11 | 0
|  |  |  | 8.5818 | 85.8181 | 0 | 0 | 0 | 0 | 0 | 0 | 0.173 | 0 | 85.818 | 18.856 | 0 | 66.962 | 0 | 0 | 66.962 | 0 | 0 | 0 | 0 | [74 empty] | 10 | 0
|  |  |  | 8.9314 | 89.3142 | 0 | 0 | 0 | 0 | 0 | 0 | 0.173 | 0 | 89.314 | 5.048 | 0 | 84.267 | 0 | 0 | 84.267 | 0 | 0 | 0 | 0 | [74 empty] | 9 | 0
|  |  |  | 9.4572 | 94.5722 | 0 | 0 | 0 | 0 | 0 | 0 | 0.173 | 0 | 94.572 | 0 | 0 | 98.066 | 0 | 3.494 | 94.572 | 0 | 0 | 0 | 0 | [74 empty] | 8 | 0
|  |  |  | 9.8396 | 98.3964 | 0 | 0 | 0 | 0 | 0 | 0 | 0.173 | 0 | 98.396 | 0 | 0 | 103.868 | 0 | 5.472 | 98.396 | 0 | 0 | 0 | 0 | [74 empty] | 7 | 0
|  |  |  | 9.8503 | 98.5028 | 0 | 0 | 0 | 0 | 0 | 0 | 0.173 | 0 | 98.503 | 0 | 0 | 103.679 | 0 | 5.176 | 98.503 | 0 | 0 | 0 | 0 | [74 empty] | 6 | 0
|  |  |  | 9.9982 | 99.9823 | 0 | 0 | 0 | 0 | 0 | 0 | 0.173 | 0 | 99.982 | 0.607 | 0 | 99.375 | 0 | 0 | 99.375 | 0 | 0 | 0 | 0 | [74 empty] | 5 | 0
|  |  |  | 10.2213 | 102.213 | 0 | 0 | 0 | 0 | 0 | 0 | 0.173 | 0 | 102.213 | 11.403 | 0 | 90.81 | 0 | 0 | 90.81 | 0 | 0 | 0 | 0 | [74 empty] | 4 | 0
|  |  |  | 10.112 | 101.12 | 0 | 0 | 0 | 0 | 0 | 0 | 0.173 | 0 | 101.12 | 27.963 | 0 | 73.157 | 0 | 0 | 73.157 | 0 | 0 | 0 | 0 | [74 empty] | 3 | 0
|  |  |  | 8.0133 | 80.1331 | 0 | 0 | 0 | 0 | 0 | 0 | 0.173 | 0 | 80.133 | 30.853 | 0 | 49.28 | 0 | 0 | 49.28 | 0 | 0 | 0 | 0 | [74 empty] | 2 | 0
|  |  |  | 7.4135 | 74.1355 | 0 | 0 | 0 | 0 | 0 | 0 | 0.173 | 0 | 74.135 | 51.611 | 0 | 22.524 | 0 | 0 | 22.524 | 0 | 0 | 0 | 0 | [74 empty] | 1 | 0
|  |  |  | 7.1218 | 71.2176 | 0 | 0 | 0 | 0 | 0 | 0 | 0.173 | 0 | 71.218 | 67.975 | 0 | 3.243 | 0 | 0 | 3.243 | 0 | 0 | 0 | 0 | [74 empty] | 0 | 0
|  |  |  | 7.0827 | 70.8272 | 0 | 0 | 0 | 0 | 0 | 0 | 0.173 | 0 | 70.827 | 70.827 | 0 | 0 | 0 | 0 | 0 | 0 | 0 | 0 | 0 | [74 empty] | 0 | 0
|  |  |  | 2.0378 | 20.3777 | 0 | 0 | 0 | 0 | 0 | 0 | 0.173 | 0 | 20.378 | 20.378 | 0 | 0 | 0 | 0 | 0 | 0 | 0 | 0 | 0 | [74 empty] | 0 | 0
|  |  |  | 2.0331 | 20.3312 | 0 | 0 | 0 | 0 | 0 | 0 | 0.173 | 0 | 20.331 | 20.331 | 0 | 0 | 0 | 0 | 0 | 0 | 0 | 0 | 0 | [74 empty] | 0 | 0
|  |  |  | 2.0472 | 20.4716 | 0 | 0 | 0 | 0 | 0 | 0 | 0.173 | 0 | 20.472 | 20.472 | 0 | 0 | 0 | 0 | 0 | 0 | 0 | 0 | 0 | [74 empty] | 0 | 0
|  |  |  | 2.0331 | 20.3311 | 0 | 0 | 0 | 0 | 0 | 0 | 0.173 | 0 | 20.331 | 20.331 | 0 | 0 | 0 | 0 | 0 | 0 | 0 | 0 | 0 | [74 empty] | 0 | 0
|  |  |  | 2.0329 | 20.329 | 0 | 0 | 0 | 0 | 0 | 0 | 0.173 | 0 | 20.329 | 20.329 | 0 | 0 | 0 | 0 | 0 | 0 | 0 | 0 | 0 | [74 empty] | 0 | 0
|  |  |  | 2.0327 | 20.3271 | 0 | 0 | 0 | 0 | 0 | 0 | 0.173 | 0 | 20.327 | 20.327 | 0 | 0 | 0 | 0 | 0 | 0 | 0 | 0 | 0 | [74 empty] | 0 | 0
|  |  |  | 2.0326 | 20.3262 | 0 | 0 | 0 | 0 | 0 | 0 | 0.173 | 0 | 20.326 | 20.326 | 0 | 0 | 0 | 0 | 0 | 0 | 0 | 0 | 0 | [74 empty] | 0 | 0
|  |  |  | 2.0674 | 20.6739 | 0 | 0 | 0 | 0 | 0 | 0 | 0.173 | 0 | 20.674 | 20.674 | 0 | 0 | 0 | 0 | 0 | 0 | 0 | 0 | 0 | [74 empty] | 0 | 0
|  |  |  | 2.0617 | 20.617 | 0 | 0 | 0 | 0 | 0 | 0 | 0.173 | 0 | 20.617 | 20.617 | 0 | 0 | 0 | 0 | 0 | 0 | 0 | 0 | 0 | [74 empty] | 0 | 0
|  |  |  | 2.9868 | 29.8683 | 0 | 0 | 0 | 0 | 0 | 0 | 0.173 | 0 | 29.868 | 28.632 | 0 | 1.236 | 0 | 0 | 1.236 | 0 | 0 | 0 | 0 | [74 empty] | 0 | 0
|  |  |  | 6.5006 | 65.0062 | 0 | 0 | 0 | 0 | 0 | 0 | 0.173 | 0 | 65.006 | 47.266 | 0 | 17.74 | 0 | 0 | 17.74 | 0 | 0 | 0 | 0 | [74 empty] | 12 | 0
|  |  |  | 8.1959 | 81.959 | 0 | 0 | 0 | 0 | 0 | 0 | 0.173 | 0 | 81.959 | 37.536 | 0 | 44.424 | 0 | 0 | 44.424 | 0 | 0 | 0 | 0 | [74 empty] | 11 | 0
|  |  |  | 8.5628 | 85.6283 | 0 | 0 | 0 | 0 | 0 | 0 | 0.173 | 0 | 85.628 | 16.717 | 0 | 68.911 | 0 | 0 | 68.911 | 0 | 0 | 0 | 0 | [74 empty] | 10 | 0
|  |  |  | 8.9175 | 89.1751 | 0 | 0 | 0 | 0 | 0 | 0 | 0.173 | 0 | 89.175 | 2.146 | 0 | 87.029 | 0 | 0 | 87.029 | 0 | 0 | 0 | 0 | [74 empty] | 9 | 0
|  |  |  | 9.2082 | 92.082 | 0 | 0 | 0 | 0 | 0 | 0 | 0.173 | 0 | 92.082 | 0 | 0 | 94.998 | 0 | 2.916 | 92.082 | 0 | 0 | 0 | 0 | [74 empty] | 8 | 0
|  |  |  | 9.4212 | 94.212 | 0 | 0 | 0 | 0 | 0 | 0 | 0.173 | 0 | 94.212 | 0 | 0 | 100.233 | 0 | 6.021 | 94.212 | 0 | 0 | 0 | 0 | [74 empty] | 7 | 0
|  |  |  | 9.4823 | 94.8229 | 0 | 0 | 0 | 0 | 0 | 0 | 0.173 | 0 | 94.823 | 0 | 0 | 99.971 | 0 | 5.148 | 94.823 | 0 | 0 | 0 | 0 | [74 empty] | 6 | 0
|  |  |  | 9.7458 | 97.4578 | 0 | 0 | 0 | 0 | 0 | 0 | 0.173 | 0 | 97.458 | 0 | 0 | 98.517 | 0 | 1.059 | 97.458 | 0 | 0 | 0 | 0 | [74 empty] | 5 | 0
|  |  |  | 9.8659 | 98.6585 | 0 | 0 | 0 | 0 | 0 | 0 | 0.173 | 0 | 98.659 | 10.844 | 0 | 87.815 | 0 | 0 | 87.815 | 0 | 0 | 0 | 0 | [74 empty] | 4 | 0
|  |  |  | 9.4693 | 94.6927 | 0 | 0 | 0 | 0 | 0 | 0 | 0.173 | 0 | 94.693 | 22.146 | 0 | 72.546 | 0 | 0 | 72.546 | 0 | 0 | 0 | 0 | [74 empty] | 3 | 0
|  |  |  | 7.3058 | 73.0576 | 0 | 0 | 0 | 0 | 0 | 0 | 0.173 | 0 | 73.058 | 24.024 | 0 | 49.033 | 0 | 0 | 49.033 | 0 | 0 | 0 | 0 | [74 empty] | 2 | 0
|  |  |  | 6.9361 | 69.3614 | 0 | 0 | 0 | 0 | 0 | 0 | 0.173 | 0 | 69.361 | 46.91 | 0 | 22.452 | 0 | 0 | 22.452 | 0 | 0 | 0 | 0 | [74 empty] | 1 | 0
|  |  |  | 6.8822 | 68.8221 | 0 | 0 | 0 | 0 | 0 | 0 | 0.173 | 0 | 68.822 | 65.652 | 0 | 3.17 | 0 | 0 | 3.17 | 0 | 0 | 0 | 0 | [74 empty] | 0 | 0
|  |  |  | 6.8627 | 68.6273 | 0 | 0 | 0 | 0 | 0 | 0 | 0.173 | 0 | 68.627 | 68.627 | 0 | 0 | 0 | 0 | 0 | 0 | 0 | 0 | 0 | [74 empty] | 0 | 0
|  |  |  | 2.0322 | 20.3219 | 0 | 0 | 0 | 0 | 0 | 0 | 0.173 | 0 | 20.322 | 20.322 | 0 | 0 | 0 | 0 | 0 | 0 | 0 | 0 | 0 | [74 empty] | 0 | 0
|  |  |  | 2.0329 | 20.3291 | 0 | 0 | 0 | 0 | 0 | 0 | 0.173 | 0 | 20.329 | 20.329 | 0 | 0 | 0 | 0 | 0 | 0 | 0 | 0 | 0 | [74 empty] | 0 | 0
|  |  |  | 2.0471 | 20.4705 | 0 | 0 | 0 | 0 | 0 | 0 | 0.173 | 0 | 20.47 | 20.47 | 0 | 0 | 0 | 0 | 0 | 0 | 0 | 0 | 0 | [74 empty] | 0 | 0
|  |  |  | 2.0329 | 20.3292 | 0 | 0 | 0 | 0 | 0 | 0 | 0.173 | 0 | 20.329 | 20.329 | 0 | 0 | 0 | 0 | 0 | 0 | 0 | 0 | 0 | [74 empty] | 0 | 0
|  |  |  | 2.0329 | 20.3288 | 0 | 0 | 0 | 0 | 0 | 0 | 0.173 | 0 | 20.329 | 20.329 | 0 | 0 | 0 | 0 | 0 | 0 | 0 | 0 | 0 | [74 empty] | 0 | 0
|  |  |  | 2.0328 | 20.3281 | 0 | 0 | 0 | 0 | 0 | 0 | 0.173 | 0 | 20.328 | 20.328 | 0 | 0 | 0 | 0 | 0 | 0 | 0 | 0 | 0 | [74 empty] | 0 | 0
|  |  |  | 2.0327 | 20.3273 | 0 | 0 | 0 | 0 | 0 | 0 | 0.173 | 0 | 20.327 | 20.327 | 0 | 0 | 0 | 0 | 0 | 0 | 0 | 0 | 0 | [74 empty] | 0 | 0
|  |  |  | 2.0398 | 20.3977 | 0 | 0 | 0 | 0 | 0 | 0 | 0.173 | 0 | 20.398 | 20.398 | 0 | 0 | 0 | 0 | 0 | 0 | 0 | 0 | 0 | [74 empty] | 0 | 0
|  |  |  | 2.0395 | 20.3946 | 0 | 0 | 0 | 0 | 0 | 0 | 0.173 | 0 | 20.395 | 20.395 | 0 | 0 | 0 | 0 | 0 | 0 | 0 | 0 | 0 | [74 empty] | 0 | 0
|  |  |  | 3.0682 | 30.6825 | 0 | 0 | 0 | 0 | 0 | 0 | 0.173 | 0 | 30.682 | 29.097 | 0 | 1.585 | 0 | 0 | 1.585 | 0 | 0 | 0 | 0 | [74 empty] | 0 | 0
|  |  |  | 6.4031 | 64.0309 | 0 | 0 | 0 | 0 | 0 | 0 | 0.173 | 0 | 64.031 | 54.346 | 0 | 9.684 | 0 | 0 | 9.684 | 0 | 0 | 0 | 0 | [74 empty] | 12 | 0
|  |  |  | 7.9929 | 79.9292 | 0 | 0 | 0 | 0 | 0 | 0 | 0.173 | 0 | 79.929 | 54.191 | 0 | 25.738 | 0 | 0 | 25.738 | 0 | 0 | 0 | 0 | [74 empty] | 11 | 0
|  |  |  | 8.1733 | 81.7331 | 0 | 0 | 0 | 0 | 0 | 0 | 0.173 | 0 | 81.733 | 43.024 | 0 | 38.709 | 0 | 0 | 38.709 | 0 | 0 | 0 | 0 | [74 empty] | 10 | 0
|  |  |  | 8.4794 | 84.7944 | 0 | 0 | 0 | 0 | 0 | 0 | 0.173 | 0 | 84.794 | 53.662 | 0 | 31.133 | 0 | 0 | 31.133 | 0 | 0 | 0 | 0 | [74 empty] | 9 | 0
|  |  |  | 8.8864 | 88.8641 | 0 | 0 | 0 | 0 | 0 | 0 | 0.173 | 0 | 88.864 | 33.476 | 0 | 55.388 | 0 | 0 | 55.388 | 0 | 0 | 0 | 0 | [74 empty] | 8 | 0
|  |  |  | 8.9091 | 89.0908 | 0 | 0 | 0 | 0 | 0 | 0 | 0.173 | 0 | 89.091 | 24.382 | 0 | 64.709 | 0 | 0 | 64.709 | 0 | 0 | 0 | 0 | [74 empty] | 7 | 0
|  |  |  | 8.9214 | 89.2138 | 0 | 0 | 0 | 0 | 0 | 0 | 0.173 | 0 | 89.214 | 0 | 0 | 94.271 | 0 | 5.057 | 89.214 | 0 | 0 | 0 | 0 | [74 empty] | 6 | 0
|  |  |  | 9.0933 | 90.9327 | 0 | 0 | 0 | 0 | 0 | 0 | 0.173 | 0 | 90.933 | 0 | 0 | 104.508 | 0 | 13.575 | 90.933 | 0 | 0 | 0 | 0 | [74 empty] | 5 | 0
|  |  |  | 8.8069 | 88.0691 | 0 | 0 | 0 | 0 | 0 | 0 | 0.173 | 0 | 88.069 | 0 | 0 | 90.374 | 0 | 2.305 | 88.069 | 0 | 0 | 0 | 0 | [74 empty] | 4 | 0
|  |  |  | 8.327 | 83.2702 | 0 | 0 | 0 | 0 | 0 | 0 | 0.173 | 0 | 83.27 | 10.637 | 0 | 72.634 | 0 | 0 | 72.634 | 0 | 0 | 0 | 0 | [74 empty] | 3 | 0
|  |  |  | 6.7585 | 67.585 | 0 | 0 | 0 | 0 | 0 | 0 | 0.173 | 0 | 67.585 | 18.334 | 0 | 49.251 | 0 | 0 | 49.251 | 0 | 0 | 0 | 0 | [74 empty] | 2 | 0
|  |  |  | 6.6176 | 66.1762 | 0 | 0 | 0 | 0 | 0 | 0 | 0.173 | 0 | 66.176 | 43.346 | 0 | 22.83 | 0 | 0 | 22.83 | 0 | 0 | 0 | 0 | [74 empty] | 1 | 0
|  |  |  | 6.7275 | 67.2745 | 0 | 0 | 0 | 0 | 0 | 0 | 0.173 | 0 | 67.275 | 63.77 | 0 | 3.504 | 0 | 0 | 3.504 | 0 | 0 | 0 | 0 | [74 empty] | 0 | 0
|  |  |  | 6.8213 | 68.2134 | 0 | 0 | 0 | 0 | 0 | 0 | 0.173 | 0 | 68.213 | 68.213 | 0 | 0 | 0 | 0 | 0 | 0 | 0 | 0 | 0 | [74 empty] | 0 | 0
|  |  |  | 2.0374 | 20.3741 | 0 | 0 | 0 | 0 | 0 | 0 | 0.173 | 0 | 20.374 | 20.374 | 0 | 0 | 0 | 0 | 0 | 0 | 0 | 0 | 0 | [74 empty] | 0 | 0
|  |  |  | 2.033 | 20.3303 | 0 | 0 | 0 | 0 | 0 | 0 | 0.173 | 0 | 20.33 | 20.33 | 0 | 0 | 0 | 0 | 0 | 0 | 0 | 0 | 0 | [74 empty] | 0 | 0
|  |  |  | 2.0474 | 20.4739 | 0 | 0 | 0 | 0 | 0 | 0 | 0.173 | 0 | 20.474 | 20.474 | 0 | 0 | 0 | 0 | 0 | 0 | 0 | 0 | 0 | [74 empty] | 0 | 0
|  |  |  | 2.0334 | 20.3338 | 0 | 0 | 0 | 0 | 0 | 0 | 0.173 | 0 | 20.334 | 20.334 | 0 | 0 | 0 | 0 | 0 | 0 | 0 | 0 | 0 | [74 empty] | 0 | 0
|  |  |  | 2.0334 | 20.3337 | 0 | 0 | 0 | 0 | 0 | 0 | 0.173 | 0 | 20.334 | 20.334 | 0 | 0 | 0 | 0 | 0 | 0 | 0 | 0 | 0 | [74 empty] | 0 | 0
|  |  |  | 2.0333 | 20.3333 | 0 | 0 | 0 | 0 | 0 | 0 | 0.173 | 0 | 20.333 | 20.333 | 0 | 0 | 0 | 0 | 0 | 0 | 0 | 0 | 0 | [74 empty] | 0 | 0
|  |  |  | 2.0333 | 20.3326 | 0 | 0 | 0 | 0 | 0 | 0 | 0.173 | 0 | 20.333 | 20.333 | 0 | 0 | 0 | 0 | 0 | 0 | 0 | 0 | 0 | [74 empty] | 0 | 0
|  |  |  | 2.0404 | 20.4045 | 0 | 0 | 0 | 0 | 0 | 0 | 0.173 | 0 | 20.405 | 20.405 | 0 | 0 | 0 | 0 | 0 | 0 | 0 | 0 | 0 | [74 empty] | 0 | 0
|  |  |  | 2.0399 | 20.399 | 0 | 0 | 0 | 0 | 0 | 0 | 0.173 | 0 | 20.399 | 20.399 | 0 | 0 | 0 | 0 | 0 | 0 | 0 | 0 | 0 | [74 empty] | 0 | 0
|  |  |  | 3.1139 | 31.1386 | 0 | 0 | 0 | 0 | 0 | 0 | 0.173 | 0 | 31.139 | 29.554 | 0 | 1.585 | 0 | 0 | 1.585 | 0 | 0 | 0 | 0 | [74 empty] | 0 | 0
|  |  |  | 6.4443 | 64.4433 | 0 | 0 | 0 | 0 | 0 | 0 | 0.173 | 0 | 64.443 | 57.667 | 0 | 6.776 | 0 | 0 | 6.776 | 0 | 0 | 0 | 0 | [74 empty] | 12 | 0
|  |  |  | 7.9292 | 79.2919 | 0 | 0 | 0 | 0 | 0 | 0 | 0.173 | 0 | 79.292 | 48.639 | 0 | 30.653 | 0 | 0 | 30.653 | 0 | 0 | 0 | 0 | [74 empty] | 11 | 0
|  |  |  | 8.025 | 80.2502 | 0 | 0 | 0 | 0 | 0 | 0 | 0.173 | 0 | 80.25 | 38.124 | 0 | 42.126 | 0 | 0 | 42.126 | 0 | 0 | 0 | 0 | [74 empty] | 10 | 0
|  |  |  | 8.2507 | 82.5072 | 0 | 0 | 0 | 0 | 0 | 0 | 0.173 | 0 | 82.507 | 41.966 | 0 | 40.541 | 0 | 0 | 40.541 | 0 | 0 | 0 | 0 | [74 empty] | 9 | 0
|  |  |  | 8.4966 | 84.9664 | 0 | 0 | 0 | 0 | 0 | 0 | 0.173 | 0 | 84.966 | 0.743 | 0 | 84.223 | 0 | 0 | 84.223 | 0 | 0 | 0 | 0 | [74 empty] | 8 | 0
|  |  |  | 8.6693 | 86.6933 | 0 | 0 | 0 | 0 | 0 | 0 | 0.173 | 0 | 86.693 | 0 | 0 | 104.726 | 0 | 18.033 | 86.693 | 0 | 0 | 0 | 0 | [74 empty] | 7 | 0
|  |  |  | 8.7178 | 87.1782 | 0 | 0 | 0 | 0 | 0 | 0 | 0.173 | 0 | 87.178 | 0 | 0 | 104.217 | 0 | 17.039 | 87.178 | 0 | 0 | 0 | 0 | [74 empty] | 6 | 0
|  |  |  | 8.9593 | 89.5931 | 0 | 0 | 0 | 0 | 0 | 0 | 0.173 | 0 | 89.593 | 0 | 0 | 99.04 | 0 | 9.447 | 89.593 | 0 | 0 | 0 | 0 | [74 empty] | 5 | 0
|  |  |  | 9.0482 | 90.4817 | 0 | 0 | 0 | 0 | 0 | 0 | 0.173 | 0 | 90.482 | 2.827 | 0 | 87.655 | 0 | 0 | 87.655 | 0 | 0 | 0 | 0 | [74 empty] | 4 | 0
|  |  |  | 8.6256 | 86.2561 | 0 | 0 | 0 | 0 | 0 | 0 | 0.173 | 0 | 86.256 | 14.044 | 0 | 72.212 | 0 | 0 | 72.212 | 0 | 0 | 0 | 0 | [74 empty] | 3 | 0
|  |  |  | 6.9311 | 69.3106 | 0 | 0 | 0 | 0 | 0 | 0 | 0.173 | 0 | 69.311 | 20.583 | 0 | 48.728 | 0 | 0 | 48.728 | 0 | 0 | 0 | 0 | [74 empty] | 2 | 0
|  |  |  | 6.7094 | 67.0942 | 0 | 0 | 0 | 0 | 0 | 0 | 0.173 | 0 | 67.094 | 44.424 | 0 | 22.67 | 0 | 0 | 22.67 | 0 | 0 | 0 | 0 | [74 empty] | 1 | 0
|  |  |  | 6.7415 | 67.4154 | 0 | 0 | 0 | 0 | 0 | 0 | 0.173 | 0 | 67.415 | 63.62 | 0 | 3.795 | 0 | 0 | 3.795 | 0 | 0 | 0 | 0 | [74 empty] | 0 | 0
|  |  |  | 6.8256 | 68.2558 | 0 | 0 | 0 | 0 | 0 | 0 | 0.173 | 0 | 68.256 | 68.256 | 0 | 0 | 0 | 0 | 0 | 0 | 0 | 0 | 0 | [74 empty] | 0 | 0
|  |  |  | 2.0372 | 20.3718 | 0 | 0 | 0 | 0 | 0 | 0 | 0.173 | 0 | 20.372 | 20.372 | 0 | 0 | 0 | 0 | 0 | 0 | 0 | 0 | 0 | [74 empty] | 0 | 0
|  |  |  | 2.0329 | 20.3286 | 0 | 0 | 0 | 0 | 0 | 0 | 0.173 | 0 | 20.329 | 20.329 | 0 | 0 | 0 | 0 | 0 | 0 | 0 | 0 | 0 | [74 empty] | 0 | 0
|  |  |  | 2.0473 | 20.473 | 0 | 0 | 0 | 0 | 0 | 0 | 0.173 | 0 | 20.473 | 20.473 | 0 | 0 | 0 | 0 | 0 | 0 | 0 | 0 | 0 | [74 empty] | 0 | 0
|  |  |  | 2.0333 | 20.3329 | 0 | 0 | 0 | 0 | 0 | 0 | 0.173 | 0 | 20.333 | 20.333 | 0 | 0 | 0 | 0 | 0 | 0 | 0 | 0 | 0 | [74 empty] | 0 | 0
|  |  |  | 2.0333 | 20.333 | 0 | 0 | 0 | 0 | 0 | 0 | 0.173 | 0 | 20.333 | 20.333 | 0 | 0 | 0 | 0 | 0 | 0 | 0 | 0 | 0 | [74 empty] | 0 | 0
|  |  |  | 2.0333 | 20.3327 | 0 | 0 | 0 | 0 | 0 | 0 | 0.173 | 0 | 20.333 | 20.333 | 0 | 0 | 0 | 0 | 0 | 0 | 0 | 0 | 0 | [74 empty] | 0 | 0
|  |  |  | 2.0332 | 20.3319 | 0 | 0 | 0 | 0 | 0 | 0 | 0.173 | 0 | 20.332 | 20.332 | 0 | 0 | 0 | 0 | 0 | 0 | 0 | 0 | 0 | [74 empty] | 0 | 0
|  |  |  | 2.0691 | 20.6906 | 0 | 0 | 0 | 0 | 0 | 0 | 0.173 | 0 | 20.691 | 20.691 | 0 | 0 | 0 | 0 | 0 | 0 | 0 | 0 | 0 | [74 empty] | 0 | 0
|  |  |  | 2.0635 | 20.6346 | 0 | 0 | 0 | 0 | 0 | 0 | 0.173 | 0 | 20.635 | 20.635 | 0 | 0 | 0 | 0 | 0 | 0 | 0 | 0 | 0 | [74 empty] | 0 | 0
|  |  |  | 3.1291 | 31.2909 | 0 | 0 | 0 | 0 | 0 | 0 | 0.173 | 0 | 31.291 | 31.291 | 0 | 0 | 0 | 0 | 0 | 0 | 0 | 0 | 0 | [74 empty] | 0 | 0
|  |  |  | 6.4862 | 64.862 | 0 | 0 | 0 | 0 | 0 | 0 | 0.173 | 0 | 64.862 | 61.139 | 0 | 3.723 | 0 | 0 | 3.723 | 0 | 0 | 0 | 0 | [74 empty] | 0 | 0
|  |  |  | 8.1161 | 81.1615 | 0 | 0 | 0 | 0 | 0 | 0 | 0.173 | 0 | 81.161 | 73.498 | 0 | 7.663 | 0 | 0 | 7.663 | 0 | 0 | 0 | 0 | [74 empty] | 0 | 0
|  |  |  | 8.3461 | 83.4612 | 0 | 0 | 0 | 0 | 0 | 0 | 0.173 | 0 | 83.461 | 46.963 | 0 | 36.499 | 0 | 0 | 36.499 | 0 | 0 | 0 | 0 | [74 empty] | 10 | 0
|  |  |  | 8.5262 | 85.2617 | 0 | 0 | 0 | 0 | 0 | 0 | 0.173 | 0 | 85.262 | 49.069 | 0 | 36.193 | 0 | 0 | 36.193 | 0 | 0 | 0 | 0 | [74 empty] | 9 | 0
|  |  |  | 8.7795 | 87.7949 | 0 | 0 | 0 | 0 | 0 | 0 | 0.173 | 0 | 87.795 | 52.852 | 0 | 34.943 | 0 | 0 | 34.943 | 0 | 0 | 0 | 0 | [74 empty] | 8 | 0
|  |  |  | 8.9094 | 89.0944 | 0 | 0 | 0 | 0 | 0 | 0 | 0.173 | 0 | 89.094 | 45.02 | 0 | 44.075 | 0 | 0 | 44.075 | 0 | 0 | 0 | 0 | [74 empty] | 7 | 0
|  |  |  | 8.6885 | 86.8847 | 0 | 0 | 0 | 0 | 0 | 0 | 0.173 | 0 | 86.885 | 30.843 | 0 | 56.042 | 0 | 0 | 56.042 | 0 | 0 | 0 | 0 | [74 empty] | 6 | 0
|  |  |  | 8.6574 | 86.5743 | 0 | 0 | 0 | 0 | 0 | 0 | 0.173 | 0 | 86.574 | 47.066 | 0 | 39.509 | 0 | 0 | 39.509 | 0 | 0 | 0 | 0 | [74 empty] | 5 | 0
|  |  |  | 8.5996 | 85.9956 | 0 | 0 | 0 | 0 | 0 | 0 | 0.173 | 0 | 85.996 | 10.803 | 0 | 75.193 | 0 | 0 | 75.193 | 0 | 0 | 0 | 0 | [74 empty] | 4 | 0
|  |  |  | 8.3117 | 83.1169 | 0 | 0 | 0 | 0 | 0 | 0 | 0.173 | 0 | 83.117 | 23.134 | 0 | 59.983 | 0 | 0 | 59.983 | 0 | 0 | 0 | 0 | [74 empty] | 3 | 0
|  |  |  | 6.7848 | 67.8477 | 0 | 0 | 0 | 0 | 0 | 0 | 0.173 | 0 | 67.848 | 37.936 | 0 | 29.911 | 0 | 0 | 29.911 | 0 | 0 | 0 | 0 | [74 empty] | 2 | 0
|  |  |  | 6.6429 | 66.4285 | 0 | 0 | 0 | 0 | 0 | 0 | 0.173 | 0 | 66.429 | 42.668 | 0 | 23.76 | 0 | 0 | 23.76 | 0 | 0 | 0 | 0 | [74 empty] | 1 | 0
|  |  |  | 6.6868 | 66.8678 | 0 | 0 | 0 | 0 | 0 | 0 | 0.173 | 0 | 66.868 | 62.956 | 0 | 3.912 | 0 | 0 | 3.912 | 0 | 0 | 0 | 0 | [74 empty] | 0 | 0
|  |  |  | 6.7598 | 67.5981 | 0 | 0 | 0 | 0 | 0 | 0 | 0.173 | 0 | 67.598 | 67.598 | 0 | 0 | 0 | 0 | 0 | 0 | 0 | 0 | 0 | [74 empty] | 0 | 0
|  |  |  | 2.0315 | 20.315 | 0 | 0 | 0 | 0 | 0 | 0 | 0.173 | 0 | 20.315 | 20.315 | 0 | 0 | 0 | 0 | 0 | 0 | 0 | 0 | 0 | [74 empty] | 0 | 0
|  |  |  | 2.0324 | 20.3245 | 0 | 0 | 0 | 0 | 0 | 0 | 0.173 | 0 | 20.325 | 20.325 | 0 | 0 | 0 | 0 | 0 | 0 | 0 | 0 | 0 | [74 empty] | 0 | 0
|  |  |  | 2.047 | 20.4696 | 0 | 0 | 0 | 0 | 0 | 0 | 0.173 | 0 | 20.47 | 20.47 | 0 | 0 | 0 | 0 | 0 | 0 | 0 | 0 | 0 | [74 empty] | 0 | 0
|  |  |  | 2.0329 | 20.3293 | 0 | 0 | 0 | 0 | 0 | 0 | 0.173 | 0 | 20.329 | 20.329 | 0 | 0 | 0 | 0 | 0 | 0 | 0 | 0 | 0 | [74 empty] | 0 | 0
|  |  |  | 2.0329 | 20.3293 | 0 | 0 | 0 | 0 | 0 | 0 | 0.173 | 0 | 20.329 | 20.329 | 0 | 0 | 0 | 0 | 0 | 0 | 0 | 0 | 0 | [74 empty] | 0 | 0
|  |  |  | 2.0329 | 20.3288 | 0 | 0 | 0 | 0 | 0 | 0 | 0.173 | 0 | 20.329 | 20.329 | 0 | 0 | 0 | 0 | 0 | 0 | 0 | 0 | 0 | [74 empty] | 0 | 0
|  |  |  | 2.0329 | 20.3292 | 0 | 0 | 0 | 0 | 0 | 0 | 0.173 | 0 | 20.329 | 20.329 | 0 | 0 | 0 | 0 | 0 | 0 | 0 | 0 | 0 | [74 empty] | 0 | 0
|  |  |  | 2.0402 | 20.4023 | 0 | 0 | 0 | 0 | 0 | 0 | 0.173 | 0 | 20.402 | 20.402 | 0 | 0 | 0 | 0 | 0 | 0 | 0 | 0 | 0 | [74 empty] | 0 | 0
|  |  |  | 2.0397 | 20.3969 | 0 | 0 | 0 | 0 | 0 | 0 | 0.173 | 0 | 20.397 | 20.397 | 0 | 0 | 0 | 0 | 0 | 0 | 0 | 0 | 0 | [74 empty] | 0 | 0
|  |  |  | 1.7007 | 17.0067 | 0 | 0 | 0 | 0 | 0 | 0 | 0.173 | 0 | 17.007 | 14.942 | 0 | 2.065 | 0 | 0 | 2.065 | 0 | 0 | 0 | 0 | [74 empty] | 14 | 0
|  |  |  | 1.6988 | 16.9883 | 0 | 0 | 0 | 0 | 0 | 0 | 0.173 | 0 | 16.988 | 0 | 0 | 19.064 | 0 | 2.075 | 16.989 | 0 | 0 | 0 | 0 | [74 empty] | 13 | 0
|  |  |  | 1.6993 | 16.9928 | 0 | 0 | 0 | 0 | 0 | 0 | 0.173 | 0 | 16.993 | 0 | 0 | 36.862 | 0 | 19.869 | 16.993 | 0 | 0 | 0 | 0 | [74 empty] | 12 | 0
|  |  |  | 1.7004 | 17.0043 | 0 | 0 | 0 | 0 | 0 | 0 | 0.173 | 0 | 17.004 | 0 | 0 | 70.205 | 0 | 53.201 | 17.004 | 0 | 0 | 0 | 0 | [74 empty] | 11 | 0
|  |  |  | 1.7009 | 17.0092 | 0 | 0 | 0 | 0 | 0 | 0 | 0.173 | 0 | 17.009 | 0 | 0 | 89.763 | 0 | 72.754 | 17.009 | 0 | 0 | 0 | 0 | [74 empty] | 10 | 0
|  |  |  | 1.7136 | 17.1364 | 0 | 0 | 0 | 0 | 0 | 0 | 0.173 | 0 | 17.136 | 0 | 0 | 103.287 | 0 | 86.15 | 17.137 | 0 | 0 | 0 | 0 | [74 empty] | 9 | 0
|  |  |  | 1.7012 | 17.0116 | 0 | 0 | 0 | 0 | 0 | 0 | 0.173 | 0 | 17.012 | 0 | 0 | 108.856 | 0 | 91.844 | 17.012 | 0 | 0 | 0 | 0 | [74 empty] | 8 | 0
|  |  |  | 1.7024 | 17.0238 | 0 | 0 | 0 | 0 | 0 | 0 | 0.173 | 0 | 17.024 | 0 | 0 | 108.769 | 0 | 91.745 | 17.024 | 0 | 0 | 0 | 0 | [74 empty] | 7 | 0
|  |  |  | 1.7027 | 17.027 | 0 | 0 | 0 | 0 | 0 | 0 | 0.173 | 0 | 17.027 | 0 | 0 | 105.671 | 0 | 88.644 | 17.027 | 0 | 0 | 0 | 0 | [74 empty] | 6 | 0
|  |  |  | 1.7018 | 17.0179 | 0 | 0 | 0 | 0 | 0 | 0 | 0.173 | 0 | 17.018 | 0 | 0 | 93.369 | 0 | 76.351 | 17.018 | 0 | 0 | 0 | 0 | [74 empty] | 5 | 0
|  |  |  | 1.698 | 16.9802 | 0 | 0 | 0 | 0 | 0 | 0 | 0.173 | 0 | 16.98 | 0 | 0 | 75.076 | 0 | 58.096 | 16.98 | 0 | 0 | 0 | 0 | [74 empty] | 4 | 0
|  |  |  | 1.6979 | 16.9785 | 0 | 0 | 0 | 0 | 0 | 0 | 0.173 | 0 | 16.979 | 0 | 0 | 50.618 | 0 | 33.64 | 16.978 | 0 | 0 | 0 | 0 | [74 empty] | 3 | 0
|  |  |  | 1.6974 | 16.9742 | 0 | 0 | 0 | 0 | 0 | 0 | 0.173 | 0 | 16.974 | 0 | 0 | 23.702 | 0 | 6.728 | 16.974 | 0 | 0 | 0 | 0 | [74 empty] | 2 | 0
|  |  |  | 1.8737 | 18.7366 | 0 | 0 | 0 | 0 | 0 | 0 | 0.173 | 0 | 18.737 | 14.621 | 0 | 4.115 | 0 | 0 | 4.115 | 0 | 0 | 0 | 0 | [74 empty] | 1 | 0
|  |  |  | 2.0422 | 20.4217 | 0 | 0 | 0 | 0 | 0 | 0 | 0.173 | 0 | 20.422 | 20.422 | 0 | 0 | 0 | 0 | 0 | 0 | 0 | 0 | 0 | [74 empty] | 0 | 0
|  |  |  | 2.0383 | 20.3833 | 0 | 0 | 0 | 0 | 0 | 0 | 0.173 | 0 | 20.383 | 20.383 | 0 | 0 | 0 | 0 | 0 | 0 | 0 | 0 | 0 | [74 empty] | 0 | 0
|  |  |  | 2.0326 | 20.3263 | 0 | 0 | 0 | 0 | 0 | 0 | 0.173 | 0 | 20.326 | 20.326 | 0 | 0 | 0 | 0 | 0 | 0 | 0 | 0 | 0 | [74 empty] | 0 | 0
|  |  |  | 2.0457 | 20.4574 | 0 | 0 | 0 | 0 | 0 | 0 | 0.173 | 0 | 20.457 | 20.457 | 0 | 0 | 0 | 0 | 0 | 0 | 0 | 0 | 0 | [74 empty] | 0 | 0
|  |  |  | 2.0322 | 20.3215 | 0 | 0 | 0 | 0 | 0 | 0 | 0.173 | 0 | 20.322 | 20.322 | 0 | 0 | 0 | 0 | 0 | 0 | 0 | 0 | 0 | [74 empty] | 0 | 0
|  |  |  | 2.032 | 20.3205 | 0 | 0 | 0 | 0 | 0 | 0 | 0.173 | 0 | 20.32 | 20.32 | 0 | 0 | 0 | 0 | 0 | 0 | 0 | 0 | 0 | [74 empty] | 0 | 0
|  |  |  | 2.0319 | 20.3192 | 0 | 0 | 0 | 0 | 0 | 0 | 0.173 | 0 | 20.319 | 20.319 | 0 | 0 | 0 | 0 | 0 | 0 | 0 | 0 | 0 | [74 empty] | 0 | 0
|  |  |  | 2.0318 | 20.3184 | 0 | 0 | 0 | 0 | 0 | 0 | 0.173 | 0 | 20.318 | 20.318 | 0 | 0 | 0 | 0 | 0 | 0 | 0 | 0 | 0 | [74 empty] | 0 | 0
|  |  |  | 2.0389 | 20.3891 | 0 | 0 | 0 | 0 | 0 | 0 | 0.173 | 0 | 20.389 | 20.389 | 0 | 0 | 0 | 0 | 0 | 0 | 0 | 0 | 0 | [74 empty] | 0 | 0
|  |  |  | 2.0384 | 20.3843 | 0 | 0 | 0 | 0 | 0 | 0 | 0.173 | 0 | 20.384 | 20.384 | 0 | 0 | 0 | 0 | 0 | 0 | 0 | 0 | 0 | [74 empty] | 0 | 0
|  |  |  | 1.6994 | 16.9945 | 0 | 0 | 0 | 0 | 0 | 0 | 0.173 | 0 | 16.994 | 15.061 | 0 | 1.934 | 0 | 0 | 1.934 | 0 | 0 | 0 | 0 | [74 empty] | 14 | 0
|  |  |  | 1.6976 | 16.9764 | 0 | 0 | 0 | 0 | 0 | 0 | 0.173 | 0 | 16.976 | 9.299 | 0 | 7.678 | 0 | 0 | 7.678 | 0 | 0 | 0 | 0 | [74 empty] | 13 | 0
|  |  |  | 1.6987 | 16.9871 | 0 | 0 | 0 | 0 | 0 | 0 | 0.173 | 0 | 16.987 | 0 | 0 | 44.205 | 0 | 27.218 | 16.987 | 0 | 0 | 0 | 0 | [74 empty] | 12 | 0
|  |  |  | 1.7003 | 17.0026 | 0 | 0 | 0 | 0 | 0 | 0 | 0.173 | 0 | 17.003 | 0 | 0 | 66.817 | 0 | 49.814 | 17.003 | 0 | 0 | 0 | 0 | [74 empty] | 11 | 0
|  |  |  | 1.7007 | 17.0066 | 0 | 0 | 0 | 0 | 0 | 0 | 0.173 | 0 | 17.007 | 0 | 0 | 83.539 | 0 | 66.533 | 17.006 | 0 | 0 | 0 | 0 | [74 empty] | 10 | 0
|  |  |  | 1.7134 | 17.1342 | 0 | 0 | 0 | 0 | 0 | 0 | 0.173 | 0 | 17.134 | 0 | 0 | 94.242 | 0 | 77.108 | 17.134 | 0 | 0 | 0 | 0 | [74 empty] | 9 | 0
|  |  |  | 1.7008 | 17.0081 | 0 | 0 | 0 | 0 | 0 | 0 | 0.173 | 0 | 17.008 | 0 | 0 | 99.07 | 0 | 82.061 | 17.009 | 0 | 0 | 0 | 0 | [74 empty] | 8 | 0
|  |  |  | 1.7025 | 17.0253 | 0 | 0 | 0 | 0 | 0 | 0 | 0.173 | 0 | 17.025 | 0 | 0 | 102.356 | 0 | 85.331 | 17.025 | 0 | 0 | 0 | 0 | [74 empty] | 7 | 0
|  |  |  | 1.9883 | 19.8832 | 0 | 0 | 0 | 0 | 0 | 0 | 0.173 | 0 | 19.883 | 0 | 0 | 100.204 | 0 | 80.321 | 19.883 | 0 | 0 | 0 | 0 | [74 empty] | 6 | 0
|  |  |  | 2.0373 | 20.3726 | 0 | 0 | 0 | 0 | 0 | 0 | 0.173 | 0 | 20.373 | 0 | 0 | 88.425 | 0 | 68.053 | 20.372 | 0 | 0 | 0 | 0 | [74 empty] | 5 | 0
|  |  |  | 2.0235 | 20.2349 | 0 | 0 | 0 | 0 | 0 | 0 | 0.173 | 0 | 20.235 | 0 | 0 | 71.339 | 0 | 51.104 | 20.235 | 0 | 0 | 0 | 0 | [74 empty] | 4 | 0
|  |  |  | 1.8105 | 18.1051 | 0 | 0 | 0 | 0 | 0 | 0 | 0.173 | 0 | 18.105 | 0 | 0 | 48.844 | 0 | 30.739 | 18.105 | 0 | 0 | 0 | 0 | [74 empty] | 3 | 0
|  |  |  | 1.6975 | 16.975 | 0 | 0 | 0 | 0 | 0 | 0 | 0.173 | 0 | 16.975 | 0 | 0 | 22.888 | 0 | 5.913 | 16.975 | 0 | 0 | 0 | 0 | [74 empty] | 2 | 0
|  |  |  | 1.8739 | 18.7388 | 0 | 0 | 0 | 0 | 0 | 0 | 0.173 | 0 | 18.739 | 15.118 | 0 | 3.621 | 0 | 0 | 3.621 | 0 | 0 | 0 | 0 | [74 empty] | 1 | 0
|  |  |  | 2.0425 | 20.4254 | 0 | 0 | 0 | 0 | 0 | 0 | 0.173 | 0 | 20.425 | 20.425 | 0 | 0 | 0 | 0 | 0 | 0 | 0 | 0 | 0 | [74 empty] | 0 | 0
|  |  |  | 2.0387 | 20.3866 | 0 | 0 | 0 | 0 | 0 | 0 | 0.173 | 0 | 20.387 | 20.387 | 0 | 0 | 0 | 0 | 0 | 0 | 0 | 0 | 0 | [74 empty] | 0 | 0
|  |  |  | 2.0329 | 20.3294 | 0 | 0 | 0 | 0 | 0 | 0 | 0.173 | 0 | 20.329 | 20.329 | 0 | 0 | 0 | 0 | 0 | 0 | 0 | 0 | 0 | [74 empty] | 0 | 0
|  |  |  | 2.0462 | 20.4622 | 0 | 0 | 0 | 0 | 0 | 0 | 0.173 | 0 | 20.462 | 20.462 | 0 | 0 | 0 | 0 | 0 | 0 | 0 | 0 | 0 | [74 empty] | 0 | 0
|  |  |  | 2.0328 | 20.328 | 0 | 0 | 0 | 0 | 0 | 0 | 0.173 | 0 | 20.328 | 20.328 | 0 | 0 | 0 | 0 | 0 | 0 | 0 | 0 | 0 | [74 empty] | 0 | 0
|  |  |  | 2.0326 | 20.326 | 0 | 0 | 0 | 0 | 0 | 0 | 0.173 | 0 | 20.326 | 20.326 | 0 | 0 | 0 | 0 | 0 | 0 | 0 | 0 | 0 | [74 empty] | 0 | 0
|  |  |  | 2.0322 | 20.3225 | 0 | 0 | 0 | 0 | 0 | 0 | 0.173 | 0 | 20.322 | 20.322 | 0 | 0 | 0 | 0 | 0 | 0 | 0 | 0 | 0 | [74 empty] | 0 | 0
|  |  |  | 2.032 | 20.3205 | 0 | 0 | 0 | 0 | 0 | 0 | 0.173 | 0 | 20.32 | 20.32 | 0 | 0 | 0 | 0 | 0 | 0 | 0 | 0 | 0 | [74 empty] | 0 | 0
|  |  |  | 2.0393 | 20.3933 | 0 | 0 | 0 | 0 | 0 | 0 | 0.173 | 0 | 20.393 | 20.393 | 0 | 0 | 0 | 0 | 0 | 0 | 0 | 0 | 0 | [74 empty] | 0 | 0
|  |  |  | 2.039 | 20.3896 | 0 | 0 | 0 | 0 | 0 | 0 | 0.173 | 0 | 20.39 | 20.39 | 0 | 0 | 0 | 0 | 0 | 0 | 0 | 0 | 0 | [74 empty] | 0 | 0
|  |  |  | 3.0744 | 30.7441 | 0 | 0 | 0 | 0 | 0 | 0 | 0.173 | 0 | 30.744 | 28.679 | 0 | 2.065 | 0 | 0 | 2.065 | 0 | 0 | 0 | 0 | [74 empty] | 0 | 0
|  |  |  | 6.5022 | 65.0217 | 0 | 0 | 0 | 0 | 0 | 0 | 0.173 | 0 | 65.022 | 45.813 | 0 | 19.209 | 0 | 0 | 19.209 | 0 | 0 | 0 | 0 | [74 empty] | 12 | 0
|  |  |  | 8.1036 | 81.0358 | 0 | 0 | 0 | 0 | 0 | 0 | 0.173 | 0 | 81.036 | 36.161 | 0 | 44.874 | 0 | 0 | 44.874 | 0 | 0 | 0 | 0 | [74 empty] | 11 | 0
|  |  |  | 8.2711 | 82.7106 | 0 | 0 | 0 | 0 | 0 | 0 | 0.173 | 0 | 82.711 | 14.527 | 0 | 68.184 | 0 | 0 | 68.184 | 0 | 0 | 0 | 0 | [74 empty] | 10 | 0
|  |  |  | 8.5504 | 85.5037 | 0 | 0 | 0 | 0 | 0 | 0 | 0.173 | 0 | 85.504 | 0 | 0 | 87.96 | 0 | 2.456 | 85.504 | 0 | 0 | 0 | 0 | [74 empty] | 9 | 0
|  |  |  | 8.7866 | 87.8657 | 0 | 0 | 0 | 0 | 0 | 0 | 0.173 | 0 | 87.866 | 0 | 0 | 100.436 | 0 | 12.571 | 87.865 | 0 | 0 | 0 | 0 | [74 empty] | 8 | 0
|  |  |  | 9.0439 | 90.4391 | 0 | 0 | 0 | 0 | 0 | 0 | 0.173 | 0 | 90.439 | 0 | 0 | 106.398 | 0 | 15.959 | 90.439 | 0 | 0 | 0 | 0 | [74 empty] | 7 | 0
|  |  |  | 9.173 | 91.7295 | 0 | 0 | 0 | 0 | 0 | 0 | 0.173 | 0 | 91.729 | 0 | 0 | 106.224 | 0 | 14.494 | 91.73 | 0 | 0 | 0 | 0 | [74 empty] | 6 | 0
|  |  |  | 9.2618 | 92.618 | 0 | 0 | 0 | 0 | 0 | 0 | 0.173 | 0 | 92.618 | 0 | 0 | 102.196 | 0 | 9.578 | 92.618 | 0 | 0 | 0 | 0 | [74 empty] | 5 | 0
|  |  |  | 9.1481 | 91.4815 | 0 | 0 | 0 | 0 | 0 | 0 | 0.173 | 0 | 91.481 | 0.802 | 0 | 90.679 | 0 | 0 | 90.679 | 0 | 0 | 0 | 0 | [74 empty] | 4 | 0
|  |  |  | 8.9228 | 89.2281 | 0 | 0 | 0 | 0 | 0 | 0 | 0.173 | 0 | 89.228 | 14.966 | 0 | 74.262 | 0 | 0 | 74.262 | 0 | 0 | 0 | 0 | [74 empty] | 3 | 0
|  |  |  | 7.2071 | 72.0712 | 0 | 0 | 0 | 0 | 0 | 0 | 0.173 | 0 | 72.071 | 21.424 | 0 | 50.647 | 0 | 0 | 50.647 | 0 | 0 | 0 | 0 | [74 empty] | 2 | 0
|  |  |  | 6.9627 | 69.6274 | 0 | 0 | 0 | 0 | 0 | 0 | 0.173 | 0 | 69.627 | 45.693 | 0 | 23.935 | 0 | 0 | 23.935 | 0 | 0 | 0 | 0 | [74 empty] | 1 | 0
|  |  |  | 6.8865 | 68.8648 | 0 | 0 | 0 | 0 | 0 | 0 | 0.173 | 0 | 68.865 | 64.808 | 0 | 4.057 | 0 | 0 | 4.057 | 0 | 0 | 0 | 0 | [74 empty] | 0 | 0
|  |  |  | 6.8904 | 68.9036 | 0 | 0 | 0 | 0 | 0 | 0 | 0.173 | 0 | 68.904 | 68.904 | 0 | 0 | 0 | 0 | 0 | 0 | 0 | 0 | 0 | [74 empty] | 0 | 0
|  |  |  | 2.0377 | 20.3771 | 0 | 0 | 0 | 0 | 0 | 0 | 0.173 | 0 | 20.377 | 20.377 | 0 | 0 | 0 | 0 | 0 | 0 | 0 | 0 | 0 | [74 empty] | 0 | 0
|  |  |  | 2.0333 | 20.3326 | 0 | 0 | 0 | 0 | 0 | 0 | 0.173 | 0 | 20.333 | 20.333 | 0 | 0 | 0 | 0 | 0 | 0 | 0 | 0 | 0 | [74 empty] | 0 | 0
|  |  |  | 2.0476 | 20.4761 | 0 | 0 | 0 | 0 | 0 | 0 | 0.173 | 0 | 20.476 | 20.476 | 0 | 0 | 0 | 0 | 0 | 0 | 0 | 0 | 0 | [74 empty] | 0 | 0
|  |  |  | 2.0335 | 20.3345 | 0 | 0 | 0 | 0 | 0 | 0 | 0.173 | 0 | 20.334 | 20.334 | 0 | 0 | 0 | 0 | 0 | 0 | 0 | 0 | 0 | [74 empty] | 0 | 0
|  |  |  | 2.0332 | 20.3317 | 0 | 0 | 0 | 0 | 0 | 0 | 0.173 | 0 | 20.332 | 20.332 | 0 | 0 | 0 | 0 | 0 | 0 | 0 | 0 | 0 | [74 empty] | 0 | 0
|  |  |  | 2.033 | 20.33 | 0 | 0 | 0 | 0 | 0 | 0 | 0.173 | 0 | 20.33 | 20.33 | 0 | 0 | 0 | 0 | 0 | 0 | 0 | 0 | 0 | [74 empty] | 0 | 0
|  |  |  | 2.0329 | 20.3293 | 0 | 0 | 0 | 0 | 0 | 0 | 0.173 | 0 | 20.329 | 20.329 | 0 | 0 | 0 | 0 | 0 | 0 | 0 | 0 | 0 | [74 empty] | 0 | 0
|  |  |  | 2.0681 | 20.6806 | 0 | 0 | 0 | 0 | 0 | 0 | 0.173 | 0 | 20.681 | 20.681 | 0 | 0 | 0 | 0 | 0 | 0 | 0 | 0 | 0 | [74 empty] | 0 | 0
|  |  |  | 2.0623 | 20.6225 | 0 | 0 | 0 | 0 | 0 | 0 | 0.173 | 0 | 20.623 | 20.623 | 0 | 0 | 0 | 0 | 0 | 0 | 0 | 0 | 0 | [74 empty] | 0 | 0
|  |  |  | 3.0017 | 30.0169 | 0 | 0 | 0 | 0 | 0 | 0 | 0.173 | 0 | 30.017 | 27.937 | 0 | 2.079 | 0 | 0 | 2.079 | 0 | 0 | 0 | 0 | [74 empty] | 0 | 0
|  |  |  | 6.4872 | 64.8722 | 0 | 0 | 0 | 0 | 0 | 0 | 0.173 | 0 | 64.872 | 45.358 | 0 | 19.514 | 0 | 0 | 19.514 | 0 | 0 | 0 | 0 | [74 empty] | 12 | 0
|  |  |  | 8.1661 | 81.6613 | 0 | 0 | 0 | 0 | 0 | 0 | 0.173 | 0 | 81.661 | 35.333 | 0 | 46.328 | 0 | 0 | 46.328 | 0 | 0 | 0 | 0 | [74 empty] | 11 | 0
|  |  |  | 8.3852 | 83.8518 | 0 | 0 | 0 | 0 | 0 | 0 | 0.173 | 0 | 83.852 | 13.603 | 0 | 70.249 | 0 | 0 | 70.249 | 0 | 0 | 0 | 0 | [74 empty] | 10 | 0
|  |  |  | 8.8059 | 88.0592 | 0 | 0 | 0 | 0 | 0 | 0 | 0.173 | 0 | 88.059 | 0 | 0 | 88.425 | 0 | 0.366 | 88.059 | 0 | 0 | 0 | 0 | [74 empty] | 9 | 0
|  |  |  | 9.1132 | 91.1316 | 0 | 0 | 0 | 0 | 0 | 0 | 0.173 | 0 | 91.132 | 0 | 0 | 100.204 | 0 | 9.072 | 91.132 | 0 | 0 | 0 | 0 | [74 empty] | 8 | 0
|  |  |  | 9.2154 | 92.1543 | 0 | 0 | 0 | 0 | 0 | 0 | 0.173 | 0 | 92.154 | 0 | 0 | 105.511 | 0 | 13.357 | 92.154 | 0 | 0 | 0 | 0 | [74 empty] | 7 | 0
|  |  |  | 9.1468 | 91.4679 | 0 | 0 | 0 | 0 | 0 | 0 | 0.173 | 0 | 91.468 | 0 | 0 | 108.39 | 0 | 16.923 | 91.467 | 0 | 0 | 0 | 0 | [74 empty] | 6 | 0
|  |  |  | 9.3203 | 93.2034 | 0 | 0 | 0 | 0 | 0 | 0 | 0.173 | 0 | 93.203 | 0 | 0 | 102.269 | 0 | 9.065 | 93.204 | 0 | 0 | 0 | 0 | [74 empty] | 5 | 0
|  |  |  | 9.5046 | 95.0464 | 0 | 0 | 0 | 0 | 0 | 0 | 0.173 | 0 | 95.046 | 4.047 | 0 | 90.999 | 0 | 0 | 90.999 | 0 | 0 | 0 | 0 | [74 empty] | 4 | 0
|  |  |  | 9.4623 | 94.6227 | 0 | 0 | 0 | 0 | 0 | 0 | 0.173 | 0 | 94.623 | 20.884 | 0 | 73.739 | 0 | 0 | 73.739 | 0 | 0 | 0 | 0 | [74 empty] | 3 | 0
|  |  |  | 7.8487 | 78.4875 | 0 | 0 | 0 | 0 | 0 | 0 | 0.173 | 0 | 78.487 | 28.087 | 0 | 50.4 | 0 | 0 | 50.4 | 0 | 0 | 0 | 0 | [74 empty] | 2 | 0
|  |  |  | 7.4866 | 74.8662 | 0 | 0 | 0 | 0 | 0 | 0 | 0.173 | 0 | 74.866 | 50.902 | 0 | 23.964 | 0 | 0 | 23.964 | 0 | 0 | 0 | 0 | [74 empty] | 1 | 0
|  |  |  | 7.0957 | 70.9574 | 0 | 0 | 0 | 0 | 0 | 0 | 0.173 | 0 | 70.957 | 66.915 | 0 | 4.042 | 0 | 0 | 4.042 | 0 | 0 | 0 | 0 | [74 empty] | 0 | 0
|  |  |  | 7.0135 | 70.135 | 0 | 0 | 0 | 0 | 0 | 0 | 0.173 | 0 | 70.135 | 70.135 | 0 | 0 | 0 | 0 | 0 | 0 | 0 | 0 | 0 | [74 empty] | 0 | 0
|  |  |  | 2.0329 | 20.3293 | 0 | 0 | 0 | 0 | 0 | 0 | 0.173 | 0 | 20.329 | 20.329 | 0 | 0 | 0 | 0 | 0 | 0 | 0 | 0 | 0 | [74 empty] | 0 | 0
|  |  |  | 2.0339 | 20.3386 | 0 | 0 | 0 | 0 | 0 | 0 | 0.173 | 0 | 20.339 | 20.339 | 0 | 0 | 0 | 0 | 0 | 0 | 0 | 0 | 0 | [74 empty] | 0 | 0
|  |  |  | 2.0482 | 20.4818 | 0 | 0 | 0 | 0 | 0 | 0 | 0.173 | 0 | 20.482 | 20.482 | 0 | 0 | 0 | 0 | 0 | 0 | 0 | 0 | 0 | [74 empty] | 0 | 0
|  |  |  | 2.034 | 20.3403 | 0 | 0 | 0 | 0 | 0 | 0 | 0.173 | 0 | 20.34 | 20.34 | 0 | 0 | 0 | 0 | 0 | 0 | 0 | 0 | 0 | [74 empty] | 0 | 0
|  |  |  | 2.0337 | 20.3371 | 0 | 0 | 0 | 0 | 0 | 0 | 0.173 | 0 | 20.337 | 20.337 | 0 | 0 | 0 | 0 | 0 | 0 | 0 | 0 | 0 | [74 empty] | 0 | 0
|  |  |  | 2.0334 | 20.3336 | 0 | 0 | 0 | 0 | 0 | 0 | 0.173 | 0 | 20.334 | 20.334 | 0 | 0 | 0 | 0 | 0 | 0 | 0 | 0 | 0 | [74 empty] | 0 | 0
|  |  |  | 2.033 | 20.33 | 0 | 0 | 0 | 0 | 0 | 0 | 0.173 | 0 | 20.33 | 20.33 | 0 | 0 | 0 | 0 | 0 | 0 | 0 | 0 | 0 | [74 empty] | 0 | 0
|  |  |  | 2.0397 | 20.397 | 0 | 0 | 0 | 0 | 0 | 0 | 0.173 | 0 | 20.397 | 20.397 | 0 | 0 | 0 | 0 | 0 | 0 | 0 | 0 | 0 | [74 empty] | 0 | 0
|  |  |  | 2.039 | 20.3901 | 0 | 0 | 0 | 0 | 0 | 0 | 0.173 | 0 | 20.39 | 20.39 | 0 | 0 | 0 | 0 | 0 | 0 | 0 | 0 | 0 | [74 empty] | 0 | 0
|  |  |  | 2.9658 | 29.6576 | 0 | 0 | 0 | 0 | 0 | 0 | 0.173 | 0 | 29.658 | 27.462 | 0 | 2.196 | 0 | 0 | 2.196 | 0 | 0 | 0 | 0 | [74 empty] | 0 | 0
|  |  |  | 6.5081 | 65.0816 | 0 | 0 | 0 | 0 | 0 | 0 | 0.173 | 0 | 65.082 | 48.694 | 0 | 16.388 | 0 | 0 | 16.388 | 0 | 0 | 0 | 0 | [74 empty] | 12 | 0
|  |  |  | 8.2157 | 82.1569 | 0 | 0 | 0 | 0 | 0 | 0 | 0.173 | 0 | 82.157 | 37.035 | 0 | 45.122 | 0 | 0 | 45.122 | 0 | 0 | 0 | 0 | [74 empty] | 11 | 0
|  |  |  | 8.468 | 84.6796 | 0 | 0 | 0 | 0 | 0 | 0 | 0.173 | 0 | 84.68 | 17.106 | 0 | 67.573 | 0 | 0 | 67.573 | 0 | 0 | 0 | 0 | [74 empty] | 10 | 0
|  |  |  | 9.1077 | 91.0767 | 0 | 0 | 0 | 0 | 0 | 0 | 0.173 | 0 | 91.077 | 7.232 | 0 | 83.845 | 0 | 0 | 83.845 | 0 | 0 | 0 | 0 | [74 empty] | 9 | 0
|  |  |  | 9.7109 | 97.1085 | 0 | 0 | 0 | 0 | 0 | 0 | 0.173 | 0 | 97.108 | 3.07 | 0 | 94.038 | 0 | 0 | 94.038 | 0 | 0 | 0 | 0 | [74 empty] | 8 | 0
|  |  |  | 10.0418 | 100.418 | 0 | 0 | 0 | 0 | 0 | 0 | 0.173 | 0 | 100.418 | 13.054 | 0 | 87.364 | 0 | 0 | 87.364 | 0 | 0 | 0 | 0 | [74 empty] | 7 | 0
|  |  |  | 10.0734 | 100.734 | 0 | 0 | 0 | 0 | 0 | 0 | 0.173 | 0 | 100.734 | 11.378 | 0 | 89.356 | 0 | 0 | 89.356 | 0 | 0 | 0 | 0 | [74 empty] | 6 | 0
|  |  |  | 10.1029 | 101.029 | 0 | 0 | 0 | 0 | 0 | 0 | 0.173 | 0 | 101.029 | 16.37 | 0 | 84.659 | 0 | 0 | 84.659 | 0 | 0 | 0 | 0 | [74 empty] | 5 | 0
|  |  |  | 10.2601 | 102.601 | 0 | 0 | 0 | 0 | 0 | 0 | 0.173 | 0 | 102.601 | 23.919 | 0 | 78.683 | 0 | 0 | 78.683 | 0 | 0 | 0 | 0 | [74 empty] | 4 | 0
|  |  |  | 10.2996 | 102.996 | 0 | 0 | 0 | 0 | 0 | 0 | 0.173 | 0 | 102.996 | 40.629 | 0 | 62.367 | 0 | 0 | 62.367 | 0 | 0 | 0 | 0 | [74 empty] | 3 | 0
|  |  |  | 8.0569 | 80.5686 | 0 | 0 | 0 | 0 | 0 | 0 | 0.173 | 0 | 80.569 | 39.519 | 0 | 41.05 | 0 | 0 | 41.05 | 0 | 0 | 0 | 0 | [74 empty] | 2 | 0
|  |  |  | 7.3689 | 73.6892 | 0 | 0 | 0 | 0 | 0 | 0 | 0.173 | 0 | 73.689 | 53.928 | 0 | 19.762 | 0 | 0 | 19.762 | 0 | 0 | 0 | 0 | [74 empty] | 1 | 0
|  |  |  | 7.1714 | 71.7135 | 0 | 0 | 0 | 0 | 0 | 0 | 0.173 | 0 | 71.713 | 67.322 | 0 | 4.391 | 0 | 0 | 4.391 | 0 | 0 | 0 | 0 | [74 empty] | 0 | 0
|  |  |  | 7.1619 | 71.6191 | 0 | 0 | 0 | 0 | 0 | 0 | 0.173 | 0 | 71.619 | 71.619 | 0 | 0 | 0 | 0 | 0 | 0 | 0 | 0 | 0 | [74 empty] | 0 | 0
|  |  |  | 2.0389 | 20.3886 | 0 | 0 | 0 | 0 | 0 | 0 | 0.173 | 0 | 20.389 | 20.389 | 0 | 0 | 0 | 0 | 0 | 0 | 0 | 0 | 0 | [74 empty] | 0 | 0
|  |  |  | 2.0343 | 20.3428 | 0 | 0 | 0 | 0 | 0 | 0 | 0.173 | 0 | 20.343 | 20.343 | 0 | 0 | 0 | 0 | 0 | 0 | 0 | 0 | 0 | [74 empty] | 0 | 0
|  |  |  | 2.0483 | 20.4826 | 0 | 0 | 0 | 0 | 0 | 0 | 0.173 | 0 | 20.483 | 20.483 | 0 | 0 | 0 | 0 | 0 | 0 | 0 | 0 | 0 | [74 empty] | 0 | 0
|  |  |  | 2.0343 | 20.3428 | 0 | 0 | 0 | 0 | 0 | 0 | 0.173 | 0 | 20.343 | 20.343 | 0 | 0 | 0 | 0 | 0 | 0 | 0 | 0 | 0 | [74 empty] | 0 | 0
|  |  |  | 2.0341 | 20.3407 | 0 | 0 | 0 | 0 | 0 | 0 | 0.173 | 0 | 20.341 | 20.341 | 0 | 0 | 0 | 0 | 0 | 0 | 0 | 0 | 0 | [74 empty] | 0 | 0
|  |  |  | 2.0339 | 20.3388 | 0 | 0 | 0 | 0 | 0 | 0 | 0.173 | 0 | 20.339 | 20.339 | 0 | 0 | 0 | 0 | 0 | 0 | 0 | 0 | 0 | [74 empty] | 0 | 0
|  |  |  | 2.0338 | 20.338 | 0 | 0 | 0 | 0 | 0 | 0 | 0.173 | 0 | 20.338 | 20.338 | 0 | 0 | 0 | 0 | 0 | 0 | 0 | 0 | 0 | [74 empty] | 0 | 0
|  |  |  | 2.0409 | 20.4086 | 0 | 0 | 0 | 0 | 0 | 0 | 0.173 | 0 | 20.409 | 20.409 | 0 | 0 | 0 | 0 | 0 | 0 | 0 | 0 | 0 | [74 empty] | 0 | 0
|  |  |  | 2.0401 | 20.4013 | 0 | 0 | 0 | 0 | 0 | 0 | 0.173 | 0 | 20.401 | 20.401 | 0 | 0 | 0 | 0 | 0 | 0 | 0 | 0 | 0 | [74 empty] | 0 | 0
|  |  |  | 3.1964 | 31.9644 | 0 | 0 | 0 | 0 | 0 | 0 | 0.173 | 0 | 31.964 | 29.652 | 0 | 2.312 | 0 | 0 | 2.312 | 0 | 0 | 0 | 0 | [74 empty] | 0 | 0
|  |  |  | 6.7492 | 67.4921 | 0 | 0 | 0 | 0 | 0 | 0 | 0.173 | 0 | 67.492 | 47.527 | 0 | 19.965 | 0 | 0 | 19.965 | 0 | 0 | 0 | 0 | [74 empty] | 12 | 0
|  |  |  | 8.6646 | 86.6456 | 0 | 0 | 0 | 0 | 0 | 0 | 0.173 | 0 | 86.646 | 50.671 | 0 | 35.975 | 0 | 0 | 35.975 | 0 | 0 | 0 | 0 | [74 empty] | 11 | 0
|  |  |  | 9.0453 | 90.4533 | 0 | 0 | 0 | 0 | 0 | 0 | 0.173 | 0 | 90.453 | 25.032 | 0 | 65.421 | 0 | 0 | 65.421 | 0 | 0 | 0 | 0 | [74 empty] | 10 | 0
|  |  |  | 9.5824 | 95.824 | 0 | 0 | 0 | 0 | 0 | 0 | 0.173 | 0 | 95.824 | 7.384 | 0 | 88.44 | 0 | 0 | 88.44 | 0 | 0 | 0 | 0 | [74 empty] | 9 | 0
|  |  |  | 10.3111 | 103.111 | 0 | 0 | 0 | 0 | 0 | 0 | 0.173 | 0 | 103.111 | 3.402 | 0 | 99.709 | 0 | 0 | 99.709 | 0 | 0 | 0 | 0 | [74 empty] | 8 | 0
|  |  |  | 10.8911 | 108.911 | 0 | 0 | 0 | 0 | 0 | 0 | 0.173 | 0 | 108.911 | 3.502 | 0 | 105.41 | 0 | 0 | 105.41 | 0 | 0 | 0 | 0 | [74 empty] | 7 | 0
|  |  |  | 10.8521 | 108.521 | 0 | 0 | 0 | 0 | 0 | 0 | 0.173 | 0 | 108.521 | 3.271 | 0 | 105.25 | 0 | 0 | 105.25 | 0 | 0 | 0 | 0 | [74 empty] | 6 | 0
|  |  |  | 10.8456 | 108.456 | 0 | 0 | 0 | 0 | 0 | 0 | 0.173 | 0 | 108.456 | 5.242 | 0 | 103.214 | 0 | 0 | 103.214 | 0 | 0 | 0 | 0 | [74 empty] | 5 | 0
|  |  |  | 10.9757 | 109.757 | 0 | 0 | 0 | 0 | 0 | 0 | 0.173 | 0 | 109.758 | 17.566 | 0 | 92.192 | 0 | 0 | 92.192 | 0 | 0 | 0 | 0 | [74 empty] | 4 | 0
|  |  |  | 10.7216 | 107.216 | 0 | 0 | 0 | 0 | 0 | 0 | 0.173 | 0 | 107.216 | 32.692 | 0 | 74.524 | 0 | 0 | 74.524 | 0 | 0 | 0 | 0 | [74 empty] | 3 | 0
|  |  |  | 8.4788 | 84.7881 | 0 | 0 | 0 | 0 | 0 | 0 | 0.173 | 0 | 84.788 | 33.836 | 0 | 50.953 | 0 | 0 | 50.953 | 0 | 0 | 0 | 0 | [74 empty] | 2 | 0
|  |  |  | 7.9434 | 79.4339 | 0 | 0 | 0 | 0 | 0 | 0 | 0.173 | 0 | 79.434 | 55.208 | 0 | 24.226 | 0 | 0 | 24.226 | 0 | 0 | 0 | 0 | [74 empty] | 1 | 0
|  |  |  | 7.5407 | 75.4068 | 0 | 0 | 0 | 0 | 0 | 0 | 0.173 | 0 | 75.407 | 70.957 | 0 | 4.45 | 0 | 0 | 4.45 | 0 | 0 | 0 | 0 | [74 empty] | 0 | 0
|  |  |  | 7.4465 | 74.4654 | 0 | 0 | 0 | 0 | 0 | 0 | 0.173 | 0 | 74.465 | 74.465 | 0 | 0 | 0 | 0 | 0 | 0 | 0 | 0 | 0 | [74 empty] | 0 | 0
|  |  |  | 2.0395 | 20.3954 | 0 | 0 | 0 | 0 | 0 | 0 | 0.173 | 0 | 20.395 | 20.395 | 0 | 0 | 0 | 0 | 0 | 0 | 0 | 0 | 0 | [74 empty] | 0 | 0
|  |  |  | 2.0349 | 20.3487 | 0 | 0 | 0 | 0 | 0 | 0 | 0.173 | 0 | 20.349 | 20.349 | 0 | 0 | 0 | 0 | 0 | 0 | 0 | 0 | 0 | [74 empty] | 0 | 0
|  |  |  | 2.0489 | 20.4891 | 0 | 0 | 0 | 0 | 0 | 0 | 0.173 | 0 | 20.489 | 20.489 | 0 | 0 | 0 | 0 | 0 | 0 | 0 | 0 | 0 | [74 empty] | 0 | 0
|  |  |  | 2.0349 | 20.3493 | 0 | 0 | 0 | 0 | 0 | 0 | 0.173 | 0 | 20.349 | 20.349 | 0 | 0 | 0 | 0 | 0 | 0 | 0 | 0 | 0 | [74 empty] | 0 | 0
|  |  |  | 2.0347 | 20.3475 | 0 | 0 | 0 | 0 | 0 | 0 | 0.173 | 0 | 20.348 | 20.348 | 0 | 0 | 0 | 0 | 0 | 0 | 0 | 0 | 0 | [74 empty] | 0 | 0
|  |  |  | 2.0345 | 20.3454 | 0 | 0 | 0 | 0 | 0 | 0 | 0.173 | 0 | 20.345 | 20.345 | 0 | 0 | 0 | 0 | 0 | 0 | 0 | 0 | 0 | [74 empty] | 0 | 0
|  |  |  | 2.0342 | 20.3418 | 0 | 0 | 0 | 0 | 0 | 0 | 0.173 | 0 | 20.342 | 20.342 | 0 | 0 | 0 | 0 | 0 | 0 | 0 | 0 | 0 | [74 empty] | 0 | 0
|  |  |  | 2.0699 | 20.6995 | 0 | 0 | 0 | 0 | 0 | 0 | 0.173 | 0 | 20.699 | 20.699 | 0 | 0 | 0 | 0 | 0 | 0 | 0 | 0 | 0 | [74 empty] | 0 | 0
|  |  |  | 2.0075 | 20.0754 | 0 | 0 | 0 | 0 | 0 | 0 | 0.173 | 0 | 20.075 | 20.075 | 0 | 0 | 0 | 0 | 0 | 0 | 0 | 0 | 0 | [74 empty] | 0 | 0
|  |  |  | 3.4746 | 34.7458 | 0 | 0 | 0 | 0 | 0 | 0 | 0.173 | 0 | 34.746 | 32.288 | 0 | 2.457 | 0 | 0 | 2.457 | 0 | 0 | 0 | 0 | [74 empty] | 0 | 0
|  |  |  | 6.8984 | 68.9836 | 0 | 0 | 0 | 0 | 0 | 0 | 0.173 | 0 | 68.984 | 48.553 | 0 | 20.43 | 0 | 0 | 20.43 | 0 | 0 | 0 | 0 | [74 empty] | 12 | 0
|  |  |  | 8.8111 | 88.111 | 0 | 0 | 0 | 0 | 0 | 0 | 0.173 | 0 | 88.111 | 41.143 | 0 | 46.968 | 0 | 0 | 46.968 | 0 | 0 | 0 | 0 | [74 empty] | 11 | 0
|  |  |  | 9.2351 | 92.3507 | 0 | 0 | 0 | 0 | 0 | 0 | 0.173 | 0 | 92.351 | 33.299 | 0 | 59.052 | 0 | 0 | 59.052 | 0 | 0 | 0 | 0 | [74 empty] | 10 | 0
|  |  |  | 9.6038 | 96.0377 | 0 | 0 | 0 | 0 | 0 | 0 | 0.173 | 0 | 96.038 | 8.049 | 0 | 87.989 | 0 | 0 | 87.989 | 0 | 0 | 0 | 0 | [74 empty] | 9 | 0
|  |  |  | 9.9569 | 99.5689 | 0 | 0 | 0 | 0 | 0 | 0 | 0.173 | 0 | 99.569 | 0.703 | 0 | 98.866 | 0 | 0 | 98.866 | 0 | 0 | 0 | 0 | [74 empty] | 8 | 0
|  |  |  | 10.1754 | 101.754 | 0 | 0 | 0 | 0 | 0 | 0 | 0.173 | 0 | 101.754 | 0 | 0 | 104.304 | 0 | 2.551 | 101.753 | 0 | 0 | 0 | 0 | [74 empty] | 7 | 0
|  |  |  | 10.6652 | 106.652 | 0 | 0 | 0 | 0 | 0 | 0 | 0.173 | 0 | 106.652 | 18.139 | 0 | 88.513 | 0 | 0 | 88.513 | 0 | 0 | 0 | 0 | [74 empty] | 6 | 0
|  |  |  | 11.2795 | 112.795 | 0 | 0 | 0 | 0 | 0 | 0 | 0.173 | 0 | 112.795 | 21.926 | 0 | 90.868 | 0 | 0 | 90.868 | 0 | 0 | 0 | 0 | [74 empty] | 5 | 0
|  |  |  | 11.4214 | 114.214 | 0 | 0 | 0 | 0 | 0 | 0 | 0.173 | 0 | 114.214 | 32.114 | 0 | 82.1 | 0 | 0 | 82.1 | 0 | 0 | 0 | 0 | [74 empty] | 4 | 0
|  |  |  | 11.1273 | 111.273 | 0 | 0 | 0 | 0 | 0 | 0 | 0.173 | 0 | 111.273 | 50.549 | 0 | 60.724 | 0 | 0 | 60.724 | 0 | 0 | 0 | 0 | [74 empty] | 3 | 0
|  |  |  | 9.0821 | 90.821 | 0 | 0 | 0 | 0 | 0 | 0 | 0.173 | 0 | 90.821 | 50.963 | 0 | 39.858 | 0 | 0 | 39.858 | 0 | 0 | 0 | 0 | [74 empty] | 2 | 0
|  |  |  | 8.5578 | 85.5776 | 0 | 0 | 0 | 0 | 0 | 0 | 0.173 | 0 | 85.578 | 62.006 | 0 | 23.571 | 0 | 0 | 23.571 | 0 | 0 | 0 | 0 | [74 empty] | 1 | 0
|  |  |  | 7.8912 | 78.9116 | 0 | 0 | 0 | 0 | 0 | 0 | 0.173 | 0 | 78.912 | 74.317 | 0 | 4.595 | 0 | 0 | 4.595 | 0 | 0 | 0 | 0 | [74 empty] | 0 | 0
|  |  |  | 7.6528 | 76.5285 | 0 | 0 | 0 | 0 | 0 | 0 | 0.173 | 0 | 76.528 | 76.528 | 0 | 0 | 0 | 0 | 0 | 0 | 0 | 0 | 0 | [74 empty] | 0 | 0
|  |  |  | 2.0347 | 20.3473 | 0 | 0 | 0 | 0 | 0 | 0 | 0.173 | 0 | 20.347 | 20.347 | 0 | 0 | 0 | 0 | 0 | 0 | 0 | 0 | 0 | [74 empty] | 0 | 0
|  |  |  | 2.0355 | 20.3551 | 0 | 0 | 0 | 0 | 0 | 0 | 0.173 | 0 | 20.355 | 20.355 | 0 | 0 | 0 | 0 | 0 | 0 | 0 | 0 | 0 | [74 empty] | 0 | 0
|  |  |  | 2.0493 | 20.4927 | 0 | 0 | 0 | 0 | 0 | 0 | 0.173 | 0 | 20.493 | 20.493 | 0 | 0 | 0 | 0 | 0 | 0 | 0 | 0 | 0 | [74 empty] | 0 | 0
|  |  |  | 2.0353 | 20.3529 | 0 | 0 | 0 | 0 | 0 | 0 | 0.173 | 0 | 20.353 | 20.353 | 0 | 0 | 0 | 0 | 0 | 0 | 0 | 0 | 0 | [74 empty] | 0 | 0
|  |  |  | 2.0351 | 20.3511 | 0 | 0 | 0 | 0 | 0 | 0 | 0.173 | 0 | 20.351 | 20.351 | 0 | 0 | 0 | 0 | 0 | 0 | 0 | 0 | 0 | [74 empty] | 0 | 0
|  |  |  | 2.0349 | 20.3486 | 0 | 0 | 0 | 0 | 0 | 0 | 0.173 | 0 | 20.349 | 20.349 | 0 | 0 | 0 | 0 | 0 | 0 | 0 | 0 | 0 | [74 empty] | 0 | 0
|  |  |  | 2.0347 | 20.3466 | 0 | 0 | 0 | 0 | 0 | 0 | 0.173 | 0 | 20.347 | 20.347 | 0 | 0 | 0 | 0 | 0 | 0 | 0 | 0 | 0 | [74 empty] | 0 | 0
|  |  |  | 2.0419 | 20.4192 | 0 | 0 | 0 | 0 | 0 | 0 | 0.173 | 0 | 20.419 | 20.419 | 0 | 0 | 0 | 0 | 0 | 0 | 0 | 0 | 0 | [74 empty] | 0 | 0
|  |  |  | 1.9847 | 19.8465 | 0 | 0 | 0 | 0 | 0 | 0 | 0.173 | 0 | 19.847 | 19.847 | 0 | 0 | 0 | 0 | 0 | 0 | 0 | 0 | 0 | [74 empty] | 0 | 0
|  |  |  | 1.7021 | 17.021 | 0 | 0 | 0 | 0 | 0 | 0 | 0.173 | 0 | 17.021 | 14.215 | 0 | 2.806 | 0 | 0 | 2.806 | 0 | 0 | 0 | 0 | [74 empty] | 14 | 0
|  |  |  | 1.7 | 17.0001 | 0 | 0 | 0 | 0 | 0 | 0 | 0.173 | 0 | 17 | 0 | 0 | 21.303 | 0 | 4.303 | 17 | 0 | 0 | 0 | 0 | [74 empty] | 13 | 0
|  |  |  | 1.7002 | 17.0019 | 0 | 0 | 0 | 0 | 0 | 0 | 0.173 | 0 | 17.002 | 0 | 0 | 48.8 | 0 | 31.799 | 17.001 | 0 | 0 | 0 | 0 | [74 empty] | 12 | 0
|  |  |  | 1.7011 | 17.0114 | 0 | 0 | 0 | 0 | 0 | 0 | 0.173 | 0 | 17.011 | 0 | 0 | 73.593 | 0 | 56.582 | 17.011 | 0 | 0 | 0 | 0 | [74 empty] | 11 | 0
|  |  |  | 1.702 | 17.0201 | 0 | 0 | 0 | 0 | 0 | 0 | 0.173 | 0 | 17.02 | 0 | 0 | 92.526 | 0 | 75.506 | 17.02 | 0 | 0 | 0 | 0 | [74 empty] | 10 | 0
|  |  |  | 1.7142 | 17.1424 | 0 | 0 | 0 | 0 | 0 | 0 | 0.173 | 0 | 17.142 | 0 | 0 | 105.017 | 0 | 87.875 | 17.142 | 0 | 0 | 0 | 0 | [74 empty] | 9 | 0
|  |  |  | 1.7014 | 17.0144 | 0 | 0 | 0 | 0 | 0 | 0 | 0.173 | 0 | 17.014 | 0 | 0 | 110.964 | 0 | 93.95 | 17.014 | 0 | 0 | 0 | 0 | [74 empty] | 8 | 0
|  |  |  | 1.8591 | 18.5912 | 0 | 0 | 0 | 0 | 0 | 0 | 0.173 | 0 | 18.591 | 0 | 0 | 110.688 | 0 | 92.097 | 18.591 | 0 | 0 | 0 | 0 | [74 empty] | 7 | 0
|  |  |  | 2.7532 | 27.5324 | 0 | 0 | 0 | 0 | 0 | 0 | 0.173 | 0 | 27.532 | 0 | 0 | 105.206 | 0 | 77.674 | 27.532 | 0 | 0 | 0 | 0 | [74 empty] | 6 | 0
|  |  |  | 2.5805 | 25.805 | 0 | 0 | 0 | 0 | 0 | 0 | 0.173 | 0 | 25.805 | 0 | 0 | 93.98 | 0 | 68.175 | 25.805 | 0 | 0 | 0 | 0 | [74 empty] | 5 | 0
|  |  |  | 2.6431 | 26.431 | 0 | 0 | 0 | 0 | 0 | 0 | 0.173 | 0 | 26.431 | 0 | 0 | 77.563 | 0 | 51.132 | 26.431 | 0 | 0 | 0 | 0 | [74 empty] | 4 | 0
|  |  |  | 2.2907 | 22.9068 | 0 | 0 | 0 | 0 | 0 | 0 | 0.173 | 0 | 22.907 | 0 | 0 | 53.279 | 0 | 30.372 | 22.907 | 0 | 0 | 0 | 0 | [74 empty] | 3 | 0
|  |  |  | 2.0136 | 20.1362 | 0 | 0 | 0 | 0 | 0 | 0 | 0.173 | 0 | 20.136 | 0 | 0 | 25.665 | 0 | 5.529 | 20.136 | 0 | 0 | 0 | 0 | [74 empty] | 2 | 0
|  |  |  | 1.8195 | 18.1954 | 0 | 0 | 0 | 0 | 0 | 0 | 0.173 | 0 | 18.195 | 13.629 | 0 | 4.566 | 0 | 0 | 4.566 | 0 | 0 | 0 | 0 | [74 empty] | 1 | 0
|  |  |  | 2.0446 | 20.446 | 0 | 0 | 0 | 0 | 0 | 0 | 0.173 | 0 | 20.446 | 20.446 | 0 | 0 | 0 | 0 | 0 | 0 | 0 | 0 | 0 | [74 empty] | 0 | 0
|  |  |  | 2.0407 | 20.4074 | 0 | 0 | 0 | 0 | 0 | 0 | 0.173 | 0 | 20.407 | 20.407 | 0 | 0 | 0 | 0 | 0 | 0 | 0 | 0 | 0 | [74 empty] | 0 | 0
|  |  |  | 2.0349 | 20.3489 | 0 | 0 | 0 | 0 | 0 | 0 | 0.173 | 0 | 20.349 | 20.349 | 0 | 0 | 0 | 0 | 0 | 0 | 0 | 0 | 0 | [74 empty] | 0 | 0
|  |  |  | 2.0476 | 20.4758 | 0 | 0 | 0 | 0 | 0 | 0 | 0.173 | 0 | 20.476 | 20.476 | 0 | 0 | 0 | 0 | 0 | 0 | 0 | 0 | 0 | [74 empty] | 0 | 0
|  |  |  | 2.0342 | 20.3419 | 0 | 0 | 0 | 0 | 0 | 0 | 0.173 | 0 | 20.342 | 20.342 | 0 | 0 | 0 | 0 | 0 | 0 | 0 | 0 | 0 | [74 empty] | 0 | 0
|  |  |  | 2.034 | 20.3396 | 0 | 0 | 0 | 0 | 0 | 0 | 0.173 | 0 | 20.34 | 20.34 | 0 | 0 | 0 | 0 | 0 | 0 | 0 | 0 | 0 | [74 empty] | 0 | 0
|  |  |  | 2.0334 | 20.3343 | 0 | 0 | 0 | 0 | 0 | 0 | 0.173 | 0 | 20.334 | 20.334 | 0 | 0 | 0 | 0 | 0 | 0 | 0 | 0 | 0 | [74 empty] | 0 | 0
|  |  |  | 2.0331 | 20.331 | 0 | 0 | 0 | 0 | 0 | 0 | 0.173 | 0 | 20.331 | 20.331 | 0 | 0 | 0 | 0 | 0 | 0 | 0 | 0 | 0 | [74 empty] | 0 | 0
|  |  |  | 2.0403 | 20.403 | 0 | 0 | 0 | 0 | 0 | 0 | 0.173 | 0 | 20.403 | 20.403 | 0 | 0 | 0 | 0 | 0 | 0 | 0 | 0 | 0 | [74 empty] | 0 | 0
|  |  |  | 1.9832 | 19.8322 | 0 | 0 | 0 | 0 | 0 | 0 | 0.173 | 0 | 19.832 | 19.832 | 0 | 0 | 0 | 0 | 0 | 0 | 0 | 0 | 0 | [74 empty] | 0 | 0
|  |  |  | 1.7008 | 17.0077 | 0 | 0 | 0 | 0 | 0 | 0 | 0.173 | 0 | 17.008 | 14.536 | 0 | 2.472 | 0 | 0 | 2.472 | 0 | 0 | 0 | 0 | [74 empty] | 14 | 0
|  |  |  | 1.6987 | 16.9869 | 0 | 0 | 0 | 0 | 0 | 0 | 0.173 | 0 | 16.987 | 0 | 0 | 20.3 | 0 | 3.313 | 16.987 | 0 | 0 | 0 | 0 | [74 empty] | 13 | 0
|  |  |  | 1.6995 | 16.9953 | 0 | 0 | 0 | 0 | 0 | 0 | 0.173 | 0 | 16.995 | 0 | 0 | 46.372 | 0 | 29.377 | 16.995 | 0 | 0 | 0 | 0 | [74 empty] | 12 | 0
|  |  |  | 1.702 | 17.0202 | 0 | 0 | 0 | 0 | 0 | 0 | 0.173 | 0 | 17.02 | 0 | 0 | 69.115 | 0 | 52.094 | 17.021 | 0 | 0 | 0 | 0 | [74 empty] | 11 | 0
|  |  |  | 1.7031 | 17.031 | 0 | 0 | 0 | 0 | 0 | 0 | 0.173 | 0 | 17.031 | 0 | 0 | 85.764 | 0 | 68.733 | 17.031 | 0 | 0 | 0 | 0 | [74 empty] | 10 | 0
|  |  |  | 1.7149 | 17.1493 | 0 | 0 | 0 | 0 | 0 | 0 | 0.173 | 0 | 17.149 | 0 | 0 | 96.67 | 0 | 79.521 | 17.149 | 0 | 0 | 0 | 0 | [74 empty] | 9 | 0
|  |  |  | 1.7018 | 17.0175 | 0 | 0 | 0 | 0 | 0 | 0 | 0.173 | 0 | 17.017 | 0 | 0 | 102.051 | 0 | 85.033 | 17.018 | 0 | 0 | 0 | 0 | [74 empty] | 8 | 0
|  |  |  | 2.3763 | 23.7625 | 0 | 0 | 0 | 0 | 0 | 0 | 0.173 | 0 | 23.763 | 0 | 0 | 101.891 | 0 | 78.128 | 23.763 | 0 | 0 | 0 | 0 | [74 empty] | 7 | 0
|  |  |  | 2.6258 | 26.2582 | 0 | 0 | 0 | 0 | 0 | 0 | 0.173 | 0 | 26.258 | 0 | 0 | 87.175 | 0 | 60.917 | 26.258 | 0 | 0 | 0 | 0 | [74 empty] | 6 | 0
|  |  |  | 2.6057 | 26.0569 | 0 | 0 | 0 | 0 | 0 | 0 | 0.173 | 0 | 26.057 | 0 | 0 | 86.855 | 0 | 60.798 | 26.057 | 0 | 0 | 0 | 0 | [74 empty] | 5 | 0
|  |  |  | 2.7055 | 27.0549 | 0 | 0 | 0 | 0 | 0 | 0 | 0.173 | 0 | 27.055 | 0 | 0 | 72.735 | 0 | 45.68 | 27.055 | 0 | 0 | 0 | 0 | [74 empty] | 4 | 0
|  |  |  | 2.2737 | 22.7374 | 0 | 0 | 0 | 0 | 0 | 0 | 0.173 | 0 | 22.737 | 0 | 0 | 46.634 | 0 | 23.896 | 22.738 | 0 | 0 | 0 | 0 | [74 empty] | 3 | 0
|  |  |  | 2.1505 | 21.5048 | 0 | 0 | 0 | 0 | 0 | 0 | 0.173 | 0 | 21.505 | 5.917 | 0 | 15.588 | 0 | 0 | 15.588 | 0 | 0 | 0 | 0 | [74 empty] | 2 | 0
|  |  |  | 1.8187 | 18.1865 | 0 | 0 | 0 | 0 | 0 | 0 | 0.173 | 0 | 18.187 | 13.868 | 0 | 4.319 | 0 | 0 | 4.319 | 0 | 0 | 0 | 0 | [74 empty] | 1 | 0
|  |  |  | 2.0433 | 20.4329 | 0 | 0 | 0 | 0 | 0 | 0 | 0.173 | 0 | 20.433 | 20.433 | 0 | 0 | 0 | 0 | 0 | 0 | 0 | 0 | 0 | [74 empty] | 0 | 0
|  |  |  | 2.0395 | 20.3951 | 0 | 0 | 0 | 0 | 0 | 0 | 0.173 | 0 | 20.395 | 20.395 | 0 | 0 | 0 | 0 | 0 | 0 | 0 | 0 | 0 | [74 empty] | 0 | 0
|  |  |  | 2.0338 | 20.3377 | 0 | 0 | 0 | 0 | 0 | 0 | 0.173 | 0 | 20.338 | 20.338 | 0 | 0 | 0 | 0 | 0 | 0 | 0 | 0 | 0 | [74 empty] | 0 | 0
|  |  |  | 2.0468 | 20.4679 | 0 | 0 | 0 | 0 | 0 | 0 | 0.173 | 0 | 20.468 | 20.468 | 0 | 0 | 0 | 0 | 0 | 0 | 0 | 0 | 0 | [74 empty] | 0 | 0
|  |  |  | 2.0333 | 20.3332 | 0 | 0 | 0 | 0 | 0 | 0 | 0.173 | 0 | 20.333 | 20.333 | 0 | 0 | 0 | 0 | 0 | 0 | 0 | 0 | 0 | [74 empty] | 0 | 0
|  |  |  | 2.0333 | 20.3327 | 0 | 0 | 0 | 0 | 0 | 0 | 0.173 | 0 | 20.333 | 20.333 | 0 | 0 | 0 | 0 | 0 | 0 | 0 | 0 | 0 | [74 empty] | 0 | 0
|  |  |  | 2.0332 | 20.3322 | 0 | 0 | 0 | 0 | 0 | 0 | 0.173 | 0 | 20.332 | 20.332 | 0 | 0 | 0 | 0 | 0 | 0 | 0 | 0 | 0 | [74 empty] | 0 | 0
|  |  |  | 2.0332 | 20.3315 | 0 | 0 | 0 | 0 | 0 | 0 | 0.173 | 0 | 20.332 | 20.332 | 0 | 0 | 0 | 0 | 0 | 0 | 0 | 0 | 0 | [74 empty] | 0 | 0
|  |  |  | 2.0404 | 20.4036 | 0 | 0 | 0 | 0 | 0 | 0 | 0.173 | 0 | 20.404 | 20.404 | 0 | 0 | 0 | 0 | 0 | 0 | 0 | 0 | 0 | [74 empty] | 0 | 0
|  |  |  | 1.9833 | 19.8328 | 0 | 0 | 0 | 0 | 0 | 0 | 0.173 | 0 | 19.833 | 19.833 | 0 | 0 | 0 | 0 | 0 | 0 | 0 | 0 | 0 | [74 empty] | 0 | 0
|  |  |  | 3.4132 | 34.1322 | 0 | 0 | 0 | 0 | 0 | 0 | 0.173 | 0 | 34.132 | 34.132 | 0 | 0 | 0 | 0 | 0 | 0 | 0 | 0 | 0 | [74 empty] | 0 | 0
|  |  |  | 6.6495 | 66.4948 | 0 | 0 | 0 | 0 | 0 | 0 | 0.173 | 0 | 66.495 | 64.343 | 0 | 2.152 | 0 | 0 | 2.152 | 0 | 0 | 0 | 0 | [74 empty] | 0 | 0
|  |  |  | 8.3009 | 83.0085 | 0 | 0 | 0 | 0 | 0 | 0 | 0.173 | 0 | 83.009 | 37.407 | 0 | 45.601 | 0 | 0 | 45.601 | 0 | 0 | 0 | 0 | [74 empty] | 11 | 0
|  |  |  | 8.7891 | 87.8912 | 0 | 0 | 0 | 0 | 0 | 0 | 0.173 | 0 | 87.891 | 18.733 | 0 | 69.158 | 0 | 0 | 69.158 | 0 | 0 | 0 | 0 | [74 empty] | 10 | 0
|  |  |  | 9.1586 | 91.5863 | 0 | 0 | 0 | 0 | 0 | 0 | 0.173 | 0 | 91.586 | 5.211 | 0 | 86.375 | 0 | 0 | 86.375 | 0 | 0 | 0 | 0 | [74 empty] | 9 | 0
|  |  |  | 9.5491 | 95.4915 | 0 | 0 | 0 | 0 | 0 | 0 | 0.173 | 0 | 95.491 | 0 | 0 | 97.47 | 0 | 1.979 | 95.491 | 0 | 0 | 0 | 0 | [74 empty] | 8 | 0
|  |  |  | 9.8284 | 98.2838 | 0 | 0 | 0 | 0 | 0 | 0 | 0.173 | 0 | 98.284 | 0 | 0 | 105.642 | 0 | 7.358 | 98.284 | 0 | 0 | 0 | 0 | [74 empty] | 7 | 0
|  |  |  | 9.8298 | 98.2982 | 0 | 0 | 0 | 0 | 0 | 0 | 0.173 | 0 | 98.298 | 0 | 0 | 106.006 | 0 | 7.708 | 98.298 | 0 | 0 | 0 | 0 | [74 empty] | 6 | 0
|  |  |  | 9.9966 | 99.9656 | 0 | 0 | 0 | 0 | 0 | 0 | 0.173 | 0 | 99.966 | 0 | 0 | 100.785 | 0 | 0.82 | 99.965 | 0 | 0 | 0 | 0 | [74 empty] | 5 | 0
|  |  |  | 9.9757 | 99.7572 | 0 | 0 | 0 | 0 | 0 | 0 | 0.173 | 0 | 99.757 | 11.826 | 0 | 87.931 | 0 | 0 | 87.931 | 0 | 0 | 0 | 0 | [74 empty] | 4 | 0
|  |  |  | 9.3569 | 93.5689 | 0 | 0 | 0 | 0 | 0 | 0 | 0.173 | 0 | 93.569 | 21.444 | 0 | 72.125 | 0 | 0 | 72.125 | 0 | 0 | 0 | 0 | [74 empty] | 3 | 0
|  |  |  | 7.08 | 70.8 | 0 | 0 | 0 | 0 | 0 | 0 | 0.173 | 0 | 70.8 | 19.673 | 0 | 51.127 | 0 | 0 | 51.127 | 0 | 0 | 0 | 0 | [74 empty] | 2 | 0
|  |  |  | 6.7417 | 67.417 | 0 | 0 | 0 | 0 | 0 | 0 | 0.173 | 0 | 67.417 | 42.319 | 0 | 25.098 | 0 | 0 | 25.098 | 0 | 0 | 0 | 0 | [74 empty] | 1 | 0
|  |  |  | 6.7411 | 67.4112 | 0 | 0 | 0 | 0 | 0 | 0 | 0.173 | 0 | 67.411 | 63.078 | 0 | 4.333 | 0 | 0 | 4.333 | 0 | 0 | 0 | 0 | [74 empty] | 0 | 0
|  |  |  | 7.0087 | 70.0871 | 0 | 0 | 0 | 0 | 0 | 0 | 0.173 | 0 | 70.087 | 70.087 | 0 | 0 | 0 | 0 | 0 | 0 | 0 | 0 | 0 | [74 empty] | 0 | 0
|  |  |  | 2.0381 | 20.3813 | 0 | 0 | 0 | 0 | 0 | 0 | 0.173 | 0 | 20.381 | 20.381 | 0 | 0 | 0 | 0 | 0 | 0 | 0 | 0 | 0 | [74 empty] | 0 | 0
|  |  |  | 2.0336 | 20.3363 | 0 | 0 | 0 | 0 | 0 | 0 | 0.173 | 0 | 20.336 | 20.336 | 0 | 0 | 0 | 0 | 0 | 0 | 0 | 0 | 0 | [74 empty] | 0 | 0
|  |  |  | 2.0478 | 20.4783 | 0 | 0 | 0 | 0 | 0 | 0 | 0.173 | 0 | 20.478 | 20.478 | 0 | 0 | 0 | 0 | 0 | 0 | 0 | 0 | 0 | [74 empty] | 0 | 0
|  |  |  | 2.0341 | 20.3408 | 0 | 0 | 0 | 0 | 0 | 0 | 0.173 | 0 | 20.341 | 20.341 | 0 | 0 | 0 | 0 | 0 | 0 | 0 | 0 | 0 | [74 empty] | 0 | 0
|  |  |  | 2.0342 | 20.3419 | 0 | 0 | 0 | 0 | 0 | 0 | 0.173 | 0 | 20.342 | 20.342 | 0 | 0 | 0 | 0 | 0 | 0 | 0 | 0 | 0 | [74 empty] | 0 | 0
|  |  |  | 2.0341 | 20.3415 | 0 | 0 | 0 | 0 | 0 | 0 | 0.173 | 0 | 20.341 | 20.341 | 0 | 0 | 0 | 0 | 0 | 0 | 0 | 0 | 0 | [74 empty] | 0 | 0
|  |  |  | 2.0341 | 20.3408 | 0 | 0 | 0 | 0 | 0 | 0 | 0.173 | 0 | 20.341 | 20.341 | 0 | 0 | 0 | 0 | 0 | 0 | 0 | 0 | 0 | [74 empty] | 0 | 0
|  |  |  | 2.0709 | 20.7085 | 0 | 0 | 0 | 0 | 0 | 0 | 0.173 | 0 | 20.709 | 20.709 | 0 | 0 | 0 | 0 | 0 | 0 | 0 | 0 | 0 | [74 empty] | 0 | 0
|  |  |  | 2.0086 | 20.086 | 0 | 0 | 0 | 0 | 0 | 0 | 0.173 | 0 | 20.086 | 20.086 | 0 | 0 | 0 | 0 | 0 | 0 | 0 | 0 | 0 | [74 empty] | 0 | 0
|  |  |  | 3.2601 | 32.6007 | 0 | 0 | 0 | 0 | 0 | 0 | 0.173 | 0 | 32.601 | 30.1 | 0 | 2.501 | 0 | 0 | 2.501 | 0 | 0 | 0 | 0 | [74 empty] | 0 | 0
|  |  |  | 6.655 | 66.5501 | 0 | 0 | 0 | 0 | 0 | 0 | 0.173 | 0 | 66.55 | 45.611 | 0 | 20.939 | 0 | 0 | 20.939 | 0 | 0 | 0 | 0 | [74 empty] | 12 | 0
|  |  |  | 8.2616 | 82.6161 | 0 | 0 | 0 | 0 | 0 | 0 | 0.173 | 0 | 82.616 | 34.514 | 0 | 48.102 | 0 | 0 | 48.102 | 0 | 0 | 0 | 0 | [74 empty] | 11 | 0
|  |  |  | 8.6242 | 86.2419 | 0 | 0 | 0 | 0 | 0 | 0 | 0.173 | 0 | 86.242 | 14.234 | 0 | 72.008 | 0 | 0 | 72.008 | 0 | 0 | 0 | 0 | [74 empty] | 10 | 0
|  |  |  | 9.075 | 90.7499 | 0 | 0 | 0 | 0 | 0 | 0 | 0.173 | 0 | 90.75 | 1.016 | 0 | 89.734 | 0 | 0 | 89.734 | 0 | 0 | 0 | 0 | [74 empty] | 9 | 0
|  |  |  | 9.3867 | 93.8673 | 0 | 0 | 0 | 0 | 0 | 0 | 0.173 | 0 | 93.867 | 0 | 0 | 101.687 | 0 | 7.82 | 93.867 | 0 | 0 | 0 | 0 | [74 empty] | 8 | 0
|  |  |  | 9.5745 | 95.7449 | 0 | 0 | 0 | 0 | 0 | 0 | 0.173 | 0 | 95.745 | 0 | 0 | 107.227 | 0 | 11.482 | 95.745 | 0 | 0 | 0 | 0 | [74 empty] | 7 | 0
|  |  |  | 9.5773 | 95.7735 | 0 | 0 | 0 | 0 | 0 | 0 | 0.173 | 0 | 95.774 | 0 | 0 | 106.98 | 0 | 11.206 | 95.774 | 0 | 0 | 0 | 0 | [74 empty] | 6 | 0
|  |  |  | 9.7543 | 97.543 | 0 | 0 | 0 | 0 | 0 | 0 | 0.173 | 0 | 97.543 | 0 | 0 | 101.571 | 0 | 4.028 | 97.543 | 0 | 0 | 0 | 0 | [74 empty] | 5 | 0
|  |  |  | 9.7181 | 97.1809 | 0 | 0 | 0 | 0 | 0 | 0 | 0.173 | 0 | 97.181 | 4.989 | 0 | 92.192 | 0 | 0 | 92.192 | 0 | 0 | 0 | 0 | [74 empty] | 4 | 0
|  |  |  | 9.14 | 91.4 | 0 | 0 | 0 | 0 | 0 | 0 | 0.173 | 0 | 91.4 | 16.353 | 0 | 75.047 | 0 | 0 | 75.047 | 0 | 0 | 0 | 0 | [74 empty] | 3 | 0
|  |  |  | 6.9912 | 69.9118 | 0 | 0 | 0 | 0 | 0 | 0 | 0.173 | 0 | 69.912 | 17.898 | 0 | 52.014 | 0 | 0 | 52.014 | 0 | 0 | 0 | 0 | [74 empty] | 2 | 0
|  |  |  | 6.7386 | 67.3865 | 0 | 0 | 0 | 0 | 0 | 0 | 0.173 | 0 | 67.387 | 41.867 | 0 | 25.52 | 0 | 0 | 25.52 | 0 | 0 | 0 | 0 | [74 empty] | 1 | 0
|  |  |  | 6.7111 | 67.1111 | 0 | 0 | 0 | 0 | 0 | 0 | 0.173 | 0 | 67.111 | 62.516 | 0 | 4.595 | 0 | 0 | 4.595 | 0 | 0 | 0 | 0 | [74 empty] | 0 | 0
|  |  |  | 6.86 | 68.6 | 0 | 0 | 0 | 0 | 0 | 0 | 0.173 | 0 | 68.6 | 68.6 | 0 | 0 | 0 | 0 | 0 | 0 | 0 | 0 | 0 | [74 empty] | 0 | 0
|  |  |  | 2.0326 | 20.3263 | 0 | 0 | 0 | 0 | 0 | 0 | 0.173 | 0 | 20.326 | 20.326 | 0 | 0 | 0 | 0 | 0 | 0 | 0 | 0 | 0 | [74 empty] | 0 | 0
|  |  |  | 2.0335 | 20.3352 | 0 | 0 | 0 | 0 | 0 | 0 | 0.173 | 0 | 20.335 | 20.335 | 0 | 0 | 0 | 0 | 0 | 0 | 0 | 0 | 0 | [74 empty] | 0 | 0
|  |  |  | 2.0478 | 20.4781 | 0 | 0 | 0 | 0 | 0 | 0 | 0.173 | 0 | 20.478 | 20.478 | 0 | 0 | 0 | 0 | 0 | 0 | 0 | 0 | 0 | [74 empty] | 0 | 0
|  |  |  | 2.034 | 20.3401 | 0 | 0 | 0 | 0 | 0 | 0 | 0.173 | 0 | 20.34 | 20.34 | 0 | 0 | 0 | 0 | 0 | 0 | 0 | 0 | 0 | [74 empty] | 0 | 0
|  |  |  | 2.0341 | 20.3414 | 0 | 0 | 0 | 0 | 0 | 0 | 0.173 | 0 | 20.341 | 20.341 | 0 | 0 | 0 | 0 | 0 | 0 | 0 | 0 | 0 | [74 empty] | 0 | 0
|  |  |  | 2.0341 | 20.3411 | 0 | 0 | 0 | 0 | 0 | 0 | 0.173 | 0 | 20.341 | 20.341 | 0 | 0 | 0 | 0 | 0 | 0 | 0 | 0 | 0 | [74 empty] | 0 | 0
|  |  |  | 2.0341 | 20.3405 | 0 | 0 | 0 | 0 | 0 | 0 | 0.173 | 0 | 20.341 | 20.341 | 0 | 0 | 0 | 0 | 0 | 0 | 0 | 0 | 0 | [74 empty] | 0 | 0
|  |  |  | 2.0412 | 20.4121 | 0 | 0 | 0 | 0 | 0 | 0 | 0.173 | 0 | 20.412 | 20.412 | 0 | 0 | 0 | 0 | 0 | 0 | 0 | 0 | 0 | [74 empty] | 0 | 0
|  |  |  | 1.9839 | 19.8394 | 0 | 0 | 0 | 0 | 0 | 0 | 0.173 | 0 | 19.839 | 19.839 | 0 | 0 | 0 | 0 | 0 | 0 | 0 | 0 | 0 | [74 empty] | 0 | 0
|  |  |  | 3.1847 | 31.8473 | 0 | 0 | 0 | 0 | 0 | 0 | 0.173 | 0 | 31.847 | 29.026 | 0 | 2.821 | 0 | 0 | 2.821 | 0 | 0 | 0 | 0 | [74 empty] | 0 | 0
|  |  |  | 6.5141 | 65.1415 | 0 | 0 | 0 | 0 | 0 | 0 | 0.173 | 0 | 65.141 | 55.588 | 0 | 9.554 | 0 | 0 | 9.554 | 0 | 0 | 0 | 0 | [74 empty] | 12 | 0
|  |  |  | 8.0822 | 80.8215 | 0 | 0 | 0 | 0 | 0 | 0 | 0.173 | 0 | 80.822 | 58.472 | 0 | 22.35 | 0 | 0 | 22.35 | 0 | 0 | 0 | 0 | [74 empty] | 11 | 0
|  |  |  | 8.2774 | 82.7739 | 0 | 0 | 0 | 0 | 0 | 0 | 0.173 | 0 | 82.774 | 42.349 | 0 | 40.425 | 0 | 0 | 40.425 | 0 | 0 | 0 | 0 | [74 empty] | 10 | 0
|  |  |  | 8.5057 | 85.0574 | 0 | 0 | 0 | 0 | 0 | 0 | 0.173 | 0 | 85.057 | 31.662 | 0 | 53.395 | 0 | 0 | 53.395 | 0 | 0 | 0 | 0 | [74 empty] | 9 | 0
|  |  |  | 8.7826 | 87.8259 | 0 | 0 | 0 | 0 | 0 | 0 | 0.173 | 0 | 87.826 | 0 | 0 | 98.444 | 0 | 10.618 | 87.826 | 0 | 0 | 0 | 0 | [74 empty] | 8 | 0
|  |  |  | 9.168 | 91.6799 | 0 | 0 | 0 | 0 | 0 | 0 | 0.173 | 0 | 91.68 | 0 | 0 | 105.686 | 0 | 14.006 | 91.68 | 0 | 0 | 0 | 0 | [74 empty] | 7 | 0
|  |  |  | 9.2389 | 92.3894 | 0 | 0 | 0 | 0 | 0 | 0 | 0.173 | 0 | 92.389 | 0 | 0 | 105.511 | 0 | 13.122 | 92.389 | 0 | 0 | 0 | 0 | [74 empty] | 6 | 0
|  |  |  | 9.3363 | 93.3627 | 0 | 0 | 0 | 0 | 0 | 0 | 0.173 | 0 | 93.363 | 0 | 0 | 99.913 | 0 | 6.55 | 93.363 | 0 | 0 | 0 | 0 | [74 empty] | 5 | 0
|  |  |  | 9.6415 | 96.4151 | 0 | 0 | 0 | 0 | 0 | 0 | 0.173 | 0 | 96.415 | 7.306 | 0 | 89.109 | 0 | 0 | 89.109 | 0 | 0 | 0 | 0 | [74 empty] | 4 | 0
|  |  |  | 9.6174 | 96.174 | 0 | 0 | 0 | 0 | 0 | 0 | 0.173 | 0 | 96.174 | 23.526 | 0 | 72.648 | 0 | 0 | 72.648 | 0 | 0 | 0 | 0 | [74 empty] | 3 | 0
|  |  |  | 7.4584 | 74.584 | 0 | 0 | 0 | 0 | 0 | 0 | 0.173 | 0 | 74.584 | 24.082 | 0 | 50.502 | 0 | 0 | 50.502 | 0 | 0 | 0 | 0 | [74 empty] | 2 | 0
|  |  |  | 6.9378 | 69.3776 | 0 | 0 | 0 | 0 | 0 | 0 | 0.173 | 0 | 69.378 | 44.338 | 0 | 25.04 | 0 | 0 | 25.04 | 0 | 0 | 0 | 0 | [74 empty] | 1 | 0
|  |  |  | 6.8017 | 68.0171 | 0 | 0 | 0 | 0 | 0 | 0 | 0.173 | 0 | 68.017 | 63.175 | 0 | 4.842 | 0 | 0 | 4.842 | 0 | 0 | 0 | 0 | [74 empty] | 0 | 0
|  |  |  | 6.9044 | 69.0439 | 0 | 0 | 0 | 0 | 0 | 0 | 0.173 | 0 | 69.044 | 69.044 | 0 | 0 | 0 | 0 | 0 | 0 | 0 | 0 | 0 | [74 empty] | 0 | 0
|  |  |  | 2.0378 | 20.3784 | 0 | 0 | 0 | 0 | 0 | 0 | 0.173 | 0 | 20.378 | 20.378 | 0 | 0 | 0 | 0 | 0 | 0 | 0 | 0 | 0 | [74 empty] | 0 | 0
|  |  |  | 2.0332 | 20.3323 | 0 | 0 | 0 | 0 | 0 | 0 | 0.173 | 0 | 20.332 | 20.332 | 0 | 0 | 0 | 0 | 0 | 0 | 0 | 0 | 0 | [74 empty] | 0 | 0
|  |  |  | 2.0475 | 20.4749 | 0 | 0 | 0 | 0 | 0 | 0 | 0.173 | 0 | 20.475 | 20.475 | 0 | 0 | 0 | 0 | 0 | 0 | 0 | 0 | 0 | [74 empty] | 0 | 0
|  |  |  | 2.0336 | 20.3364 | 0 | 0 | 0 | 0 | 0 | 0 | 0.173 | 0 | 20.336 | 20.336 | 0 | 0 | 0 | 0 | 0 | 0 | 0 | 0 | 0 | [74 empty] | 0 | 0
|  |  |  | 2.0337 | 20.3374 | 0 | 0 | 0 | 0 | 0 | 0 | 0.173 | 0 | 20.337 | 20.337 | 0 | 0 | 0 | 0 | 0 | 0 | 0 | 0 | 0 | [74 empty] | 0 | 0
|  |  |  | 2.0337 | 20.3369 | 0 | 0 | 0 | 0 | 0 | 0 | 0.173 | 0 | 20.337 | 20.337 | 0 | 0 | 0 | 0 | 0 | 0 | 0 | 0 | 0 | [74 empty] | 0 | 0
|  |  |  | 2.0336 | 20.3363 | 0 | 0 | 0 | 0 | 0 | 0 | 0.173 | 0 | 20.336 | 20.336 | 0 | 0 | 0 | 0 | 0 | 0 | 0 | 0 | 0 | [74 empty] | 0 | 0
|  |  |  | 2.0409 | 20.4093 | 0 | 0 | 0 | 0 | 0 | 0 | 0.173 | 0 | 20.409 | 20.409 | 0 | 0 | 0 | 0 | 0 | 0 | 0 | 0 | 0 | [74 empty] | 0 | 0
|  |  |  | 1.9836 | 19.8363 | 0 | 0 | 0 | 0 | 0 | 0 | 0.173 | 0 | 19.836 | 19.836 | 0 | 0 | 0 | 0 | 0 | 0 | 0 | 0 | 0 | [74 empty] | 0 | 0
|  |  |  | 3.1055 | 31.0553 | 0 | 0 | 0 | 0 | 0 | 0 | 0.173 | 0 | 31.055 | 28.103 | 0 | 2.952 | 0 | 0 | 2.952 | 0 | 0 | 0 | 0 | [74 empty] | 0 | 0
|  |  |  | 6.4777 | 64.7771 | 0 | 0 | 0 | 0 | 0 | 0 | 0.173 | 0 | 64.777 | 61.607 | 0 | 3.17 | 0 | 0 | 3.17 | 0 | 0 | 0 | 0 | [74 empty] | 0 | 0
|  |  |  | 7.9937 | 79.9374 | 0 | 0 | 0 | 0 | 0 | 0 | 0.173 | 0 | 79.937 | 63.375 | 0 | 16.562 | 0 | 0 | 16.562 | 0 | 0 | 0 | 0 | [74 empty] | 10 | 0
|  |  |  | 8.0678 | 80.6778 | 0 | 0 | 0 | 0 | 0 | 0 | 0.173 | 0 | 80.678 | 50.665 | 0 | 30.013 | 0 | 0 | 30.013 | 0 | 0 | 0 | 0 | [74 empty] | 9 | 0
|  |  |  | 8.4217 | 84.2167 | 0 | 0 | 0 | 0 | 0 | 0 | 0.173 | 0 | 84.217 | 27.215 | 0 | 57.002 | 0 | 0 | 57.002 | 0 | 0 | 0 | 0 | [74 empty] | 8 | 0
|  |  |  | 8.6041 | 86.0411 | 0 | 0 | 0 | 0 | 0 | 0 | 0.173 | 0 | 86.041 | 2.124 | 0 | 83.918 | 0 | 0 | 83.918 | 0 | 0 | 0 | 0 | [74 empty] | 7 | 0
|  |  |  | 8.6064 | 86.064 | 0 | 0 | 0 | 0 | 0 | 0 | 0.173 | 0 | 86.064 | 0 | 0 | 109.088 | 0 | 23.024 | 86.064 | 0 | 0 | 0 | 0 | [74 empty] | 6 | 0
|  |  |  | 8.9685 | 89.6845 | 0 | 0 | 0 | 0 | 0 | 0 | 0.173 | 0 | 89.685 | 0 | 0 | 108.885 | 0 | 19.2 | 89.685 | 0 | 0 | 0 | 0 | [74 empty] | 5 | 0
|  |  |  | 9.3674 | 93.6737 | 0 | 0 | 0 | 0 | 0 | 0 | 0.173 | 0 | 93.674 | 0 | 0 | 103.606 | 0 | 9.933 | 93.673 | 0 | 0 | 0 | 0 | [74 empty] | 4 | 0
|  |  |  | 9.1343 | 91.3429 | 0 | 0 | 0 | 0 | 0 | 0 | 0.173 | 0 | 91.343 | 0 | 0 | 92.715 | 0 | 1.372 | 91.343 | 0 | 0 | 0 | 0 | [74 empty] | 3 | 0
|  |  |  | 8.9801 | 89.801 | 0 | 0 | 0 | 0 | 0 | 0 | 0.173 | 0 | 89.801 | 14.056 | 0 | 75.745 | 0 | 0 | 75.745 | 0 | 0 | 0 | 0 | [74 empty] | 2 | 0
|  |  |  | 7.1863 | 71.8631 | 0 | 0 | 0 | 0 | 0 | 0 | 0.173 | 0 | 71.863 | 19.486 | 0 | 52.378 | 0 | 0 | 52.378 | 0 | 0 | 0 | 0 | [74 empty] | 1 | 0
|  |  |  | 6.7782 | 67.7824 | 0 | 0 | 0 | 0 | 0 | 0 | 0.173 | 0 | 67.782 | 67.084 | 0 | 0.698 | 0 | 0 | 0.698 | 0 | 0 | 0 | 0 | [74 empty] | 0 | 0
|  |  |  | 6.7447 | 67.447 | 0 | 0 | 0 | 0 | 0 | 0 | 0.173 | 0 | 67.447 | 64.044 | 0 | 3.403 | 0 | 0 | 3.403 | 0 | 0 | 0 | 0 | [74 empty] | 0 | 0
|  |  |  | 6.9055 | 69.0549 | 0 | 0 | 0 | 0 | 0 | 0 | 0.173 | 0 | 69.055 | 69.055 | 0 | 0 | 0 | 0 | 0 | 0 | 0 | 0 | 0 | [74 empty] | 0 | 0
|  |  |  | 2.0375 | 20.3751 | 0 | 0 | 0 | 0 | 0 | 0 | 0.173 | 0 | 20.375 | 20.375 | 0 | 0 | 0 | 0 | 0 | 0 | 0 | 0 | 0 | [74 empty] | 0 | 0
|  |  |  | 2.033 | 20.3298 | 0 | 0 | 0 | 0 | 0 | 0 | 0.173 | 0 | 20.33 | 20.33 | 0 | 0 | 0 | 0 | 0 | 0 | 0 | 0 | 0 | [74 empty] | 0 | 0
|  |  |  | 2.0471 | 20.4712 | 0 | 0 | 0 | 0 | 0 | 0 | 0.173 | 0 | 20.471 | 20.471 | 0 | 0 | 0 | 0 | 0 | 0 | 0 | 0 | 0 | [74 empty] | 0 | 0
|  |  |  | 2.033 | 20.33 | 0 | 0 | 0 | 0 | 0 | 0 | 0.173 | 0 | 20.33 | 20.33 | 0 | 0 | 0 | 0 | 0 | 0 | 0 | 0 | 0 | [74 empty] | 0 | 0
|  |  |  | 2.0328 | 20.3281 | 0 | 0 | 0 | 0 | 0 | 0 | 0.173 | 0 | 20.328 | 20.328 | 0 | 0 | 0 | 0 | 0 | 0 | 0 | 0 | 0 | [74 empty] | 0 | 0
|  |  |  | 2.0326 | 20.3261 | 0 | 0 | 0 | 0 | 0 | 0 | 0.173 | 0 | 20.326 | 20.326 | 0 | 0 | 0 | 0 | 0 | 0 | 0 | 0 | 0 | [74 empty] | 0 | 0
|  |  |  | 2.0325 | 20.3251 | 0 | 0 | 0 | 0 | 0 | 0 | 0.173 | 0 | 20.325 | 20.325 | 0 | 0 | 0 | 0 | 0 | 0 | 0 | 0 | 0 | [74 empty] | 0 | 0
|  |  |  | 2.0676 | 20.6763 | 0 | 0 | 0 | 0 | 0 | 0 | 0.173 | 0 | 20.676 | 20.676 | 0 | 0 | 0 | 0 | 0 | 0 | 0 | 0 | 0 | [74 empty] | 0 | 0
|  |  |  | 2.0055 | 20.0554 | 0 | 0 | 0 | 0 | 0 | 0 | 0.173 | 0 | 20.055 | 20.055 | 0 | 0 | 0 | 0 | 0 | 0 | 0 | 0 | 0 | [74 empty] | 0 | 0
|  |  |  | 2.9529 | 29.529 | 0 | 0 | 0 | 0 | 0 | 0 | 0.173 | 0 | 29.529 | 26.504 | 0 | 3.025 | 0 | 0 | 3.025 | 0 | 0 | 0 | 0 | [74 empty] | 1 | 0
|  |  |  | 6.3174 | 63.1741 | 0 | 0 | 0 | 0 | 0 | 0 | 0.173 | 0 | 63.174 | 57.416 | 0 | 5.758 | 0 | 0 | 5.758 | 0 | 0 | 0 | 0 | [74 empty] | 0 | 0
|  |  |  | 7.8372 | 78.3715 | 0 | 0 | 0 | 0 | 0 | 0 | 0.173 | 0 | 78.371 | 69.996 | 0 | 8.376 | 0 | 0 | 8.376 | 0 | 0 | 0 | 0 | [74 empty] | 8 | 0
|  |  |  | 7.9068 | 79.0676 | 0 | 0 | 0 | 0 | 0 | 0 | 0.173 | 0 | 79.068 | 61.153 | 0 | 17.915 | 0 | 0 | 17.915 | 0 | 0 | 0 | 0 | [74 empty] | 7 | 0
|  |  |  | 7.9375 | 79.3752 | 0 | 0 | 0 | 0 | 0 | 0 | 0.173 | 0 | 79.375 | 43.72 | 0 | 35.655 | 0 | 0 | 35.655 | 0 | 0 | 0 | 0 | [74 empty] | 6 | 0
|  |  |  | 8.0819 | 80.8187 | 0 | 0 | 0 | 0 | 0 | 0 | 0.173 | 0 | 80.819 | 65.87 | 0 | 14.948 | 0 | 0 | 14.948 | 0 | 0 | 0 | 0 | [74 empty] | 5 | 0
|  |  |  | 8.3554 | 83.5542 | 0 | 0 | 0 | 0 | 0 | 0 | 0.173 | 0 | 83.554 | 71.892 | 0 | 11.662 | 0 | 0 | 11.662 | 0 | 0 | 0 | 0 | [74 empty] | 4 | 0
|  |  |  | 8.4546 | 84.5463 | 0 | 0 | 0 | 0 | 0 | 0 | 0.173 | 0 | 84.546 | 61.862 | 0 | 22.684 | 0 | 0 | 22.684 | 0 | 0 | 0 | 0 | [74 empty] | 3 | 0
|  |  |  | 8.5119 | 85.1194 | 0 | 0 | 0 | 0 | 0 | 0 | 0.173 | 0 | 85.119 | 59.105 | 0 | 26.014 | 0 | 0 | 26.014 | 0 | 0 | 0 | 0 | [74 empty] | 2 | 0
|  |  |  | 8.3387 | 83.3872 | 0 | 0 | 0 | 0 | 0 | 0 | 0.173 | 0 | 83.387 | 60.107 | 0 | 23.281 | 0 | 0 | 23.281 | 0 | 0 | 0 | 0 | [74 empty] | 1 | 0
|  |  |  | 7.9919 | 79.9191 | 0 | 0 | 0 | 0 | 0 | 0 | 0.173 | 0 | 79.919 | 71.95 | 0 | 7.969 | 0 | 0 | 7.969 | 0 | 0 | 0 | 0 | [74 empty] | 0 | 0
|  |  |  | 6.6516 | 66.5163 | 0 | 0 | 0 | 0 | 0 | 0 | 0.173 | 0 | 66.516 | 64.771 | 0 | 1.745 | 0 | 0 | 1.745 | 0 | 0 | 0 | 0 | [74 empty] | 0 | 0
|  |  |  | 6.62 | 66.2004 | 0 | 0 | 0 | 0 | 0 | 0 | 0.173 | 0 | 66.2 | 56.501 | 0 | 9.699 | 0 | 0 | 9.699 | 0 | 0 | 0 | 0 | [74 empty] | 1 | 0
|  |  |  | 6.6655 | 66.6547 | 0 | 0 | 0 | 0 | 0 | 0 | 0.173 | 0 | 66.655 | 61.405 | 0 | 5.249 | 0 | 0 | 5.249 | 0 | 0 | 0 | 0 | [74 empty] | 0 | 0
|  |  |  | 6.8189 | 68.1885 | 0 | 0 | 0 | 0 | 0 | 0 | 0.173 | 0 | 68.189 | 68.189 | 0 | 0 | 0 | 0 | 0 | 0 | 0 | 0 | 0 | [74 empty] | 0 | 0
|  |  |  | 2.031 | 20.31 | 0 | 0 | 0 | 0 | 0 | 0 | 0.173 | 0 | 20.31 | 20.31 | 0 | 0 | 0 | 0 | 0 | 0 | 0 | 0 | 0 | [74 empty] | 0 | 0
|  |  |  | 2.032 | 20.3201 | 0 | 0 | 0 | 0 | 0 | 0 | 0.173 | 0 | 20.32 | 20.32 | 0 | 0 | 0 | 0 | 0 | 0 | 0 | 0 | 0 | [74 empty] | 0 | 0
|  |  |  | 2.0465 | 20.4652 | 0 | 0 | 0 | 0 | 0 | 0 | 0.173 | 0 | 20.465 | 20.465 | 0 | 0 | 0 | 0 | 0 | 0 | 0 | 0 | 0 | [74 empty] | 0 | 0
|  |  |  | 2.0322 | 20.3223 | 0 | 0 | 0 | 0 | 0 | 0 | 0.173 | 0 | 20.322 | 20.322 | 0 | 0 | 0 | 0 | 0 | 0 | 0 | 0 | 0 | [74 empty] | 0 | 0
|  |  |  | 2.0321 | 20.321 | 0 | 0 | 0 | 0 | 0 | 0 | 0.173 | 0 | 20.321 | 20.321 | 0 | 0 | 0 | 0 | 0 | 0 | 0 | 0 | 0 | [74 empty] | 0 | 0
|  |  |  | 2.032 | 20.3196 | 0 | 0 | 0 | 0 | 0 | 0 | 0.173 | 0 | 20.32 | 20.32 | 0 | 0 | 0 | 0 | 0 | 0 | 0 | 0 | 0 | [74 empty] | 0 | 0
|  |  |  | 2.0319 | 20.319 | 0 | 0 | 0 | 0 | 0 | 0 | 0.173 | 0 | 20.319 | 20.319 | 0 | 0 | 0 | 0 | 0 | 0 | 0 | 0 | 0 | [74 empty] | 0 | 0
|  |  |  | 2.0387 | 20.3865 | 0 | 0 | 0 | 0 | 0 | 0 | 0.173 | 0 | 20.387 | 20.387 | 0 | 0 | 0 | 0 | 0 | 0 | 0 | 0 | 0 | [74 empty] | 0 | 0
|  |  |  | 1.9812 | 19.8124 | 0 | 0 | 0 | 0 | 0 | 0 | 0.173 | 0 | 19.812 | 19.812 | 0 | 0 | 0 | 0 | 0 | 0 | 0 | 0 | 0 | [74 empty] | 0 | 0
|  |  |  | 1.6987 | 16.9875 | 0 | 0 | 0 | 0 | 0 | 0 | 0.173 | 0 | 16.987 | 13.788 | 0 | 3.199 | 0 | 0 | 3.199 | 0 | 0 | 0 | 0 | [74 empty] | 14 | 0
|  |  |  | 1.698 | 16.9803 | 0 | 0 | 0 | 0 | 0 | 0 | 0.173 | 0 | 16.98 | 5.624 | 0 | 11.357 | 0 | 0 | 11.357 | 0 | 0 | 0 | 0 | [74 empty] | 13 | 0
|  |  |  | 1.6996 | 16.9963 | 0 | 0 | 0 | 0 | 0 | 0 | 0.173 | 0 | 16.996 | 0 | 0 | 41.457 | 0 | 24.461 | 16.996 | 0 | 0 | 0 | 0 | [74 empty] | 12 | 0
|  |  |  | 1.7006 | 17.0063 | 0 | 0 | 0 | 0 | 0 | 0 | 0.173 | 0 | 17.006 | 0 | 0 | 59.983 | 0 | 42.976 | 17.007 | 0 | 0 | 0 | 0 | [74 empty] | 11 | 0
|  |  |  | 1.701 | 17.01 | 0 | 0 | 0 | 0 | 0 | 0 | 0.173 | 0 | 17.01 | 0 | 0 | 54.079 | 0 | 37.069 | 17.01 | 0 | 0 | 0 | 0 | [74 empty] | 10 | 0
|  |  |  | 1.7146 | 17.1463 | 0 | 0 | 0 | 0 | 0 | 0 | 0.173 | 0 | 17.146 | 0 | 0 | 67.428 | 0 | 50.282 | 17.146 | 0 | 0 | 0 | 0 | [74 empty] | 9 | 0
|  |  |  | 1.7016 | 17.0159 | 0 | 0 | 0 | 0 | 0 | 0 | 0.173 | 0 | 17.016 | 0 | 0 | 47.841 | 0 | 30.825 | 17.016 | 0 | 0 | 0 | 0 | [74 empty] | 8 | 0
|  |  |  | 1.7027 | 17.0273 | 0 | 0 | 0 | 0 | 0 | 0 | 0.173 | 0 | 17.027 | 0 | 0 | 76.909 | 0 | 59.881 | 17.028 | 0 | 0 | 0 | 0 | [74 empty] | 7 | 0
|  |  |  | 2.1424 | 21.4236 | 0 | 0 | 0 | 0 | 0 | 0 | 0.173 | 0 | 21.424 | 0 | 0 | 92.032 | 0 | 70.608 | 21.424 | 0 | 0 | 0 | 0 | [74 empty] | 6 | 0
|  |  |  | 2.0797 | 20.7973 | 0 | 0 | 0 | 0 | 0 | 0 | 0.173 | 0 | 20.797 | 0 | 0 | 79.104 | 0 | 58.307 | 20.797 | 0 | 0 | 0 | 0 | [74 empty] | 5 | 0
|  |  |  | 2.0905 | 20.9048 | 0 | 0 | 0 | 0 | 0 | 0 | 0.173 | 0 | 20.905 | 0 | 0 | 64.432 | 0 | 43.527 | 20.905 | 0 | 0 | 0 | 0 | [74 empty] | 4 | 0
|  |  |  | 2.0557 | 20.5569 | 0 | 0 | 0 | 0 | 0 | 0 | 0.173 | 0 | 20.557 | 0 | 0 | 36.295 | 0 | 15.738 | 20.557 | 0 | 0 | 0 | 0 | [74 empty] | 3 | 0
|  |  |  | 1.8219 | 18.2191 | 0 | 0 | 0 | 0 | 0 | 0 | 0.173 | 0 | 18.219 | 7.153 | 0 | 11.066 | 0 | 0 | 11.066 | 0 | 0 | 0 | 0 | [74 empty] | 2 | 0
|  |  |  | 1.8185 | 18.1848 | 0 | 0 | 0 | 0 | 0 | 0 | 0.173 | 0 | 18.185 | 13.473 | 0 | 4.711 | 0 | 0 | 4.711 | 0 | 0 | 0 | 0 | [74 empty] | 1 | 0
|  |  |  | 2.0434 | 20.4337 | 0 | 0 | 0 | 0 | 0 | 0 | 0.173 | 0 | 20.434 | 20.434 | 0 | 0 | 0 | 0 | 0 | 0 | 0 | 0 | 0 | [74 empty] | 0 | 0
|  |  |  | 2.0394 | 20.3934 | 0 | 0 | 0 | 0 | 0 | 0 | 0.173 | 0 | 20.393 | 20.393 | 0 | 0 | 0 | 0 | 0 | 0 | 0 | 0 | 0 | [74 empty] | 0 | 0
|  |  |  | 2.0335 | 20.3346 | 0 | 0 | 0 | 0 | 0 | 0 | 0.173 | 0 | 20.335 | 20.335 | 0 | 0 | 0 | 0 | 0 | 0 | 0 | 0 | 0 | [74 empty] | 0 | 0
|  |  |  | 2.0465 | 20.4645 | 0 | 0 | 0 | 0 | 0 | 0 | 0.173 | 0 | 20.465 | 20.465 | 0 | 0 | 0 | 0 | 0 | 0 | 0 | 0 | 0 | [74 empty] | 0 | 0
|  |  |  | 2.0329 | 20.329 | 0 | 0 | 0 | 0 | 0 | 0 | 0.173 | 0 | 20.329 | 20.329 | 0 | 0 | 0 | 0 | 0 | 0 | 0 | 0 | 0 | [74 empty] | 0 | 0
|  |  |  | 2.0326 | 20.3263 | 0 | 0 | 0 | 0 | 0 | 0 | 0.173 | 0 | 20.326 | 20.326 | 0 | 0 | 0 | 0 | 0 | 0 | 0 | 0 | 0 | [74 empty] | 0 | 0
|  |  |  | 2.0323 | 20.3226 | 0 | 0 | 0 | 0 | 0 | 0 | 0.173 | 0 | 20.323 | 20.323 | 0 | 0 | 0 | 0 | 0 | 0 | 0 | 0 | 0 | [74 empty] | 0 | 0
|  |  |  | 2.0319 | 20.3192 | 0 | 0 | 0 | 0 | 0 | 0 | 0.173 | 0 | 20.319 | 20.319 | 0 | 0 | 0 | 0 | 0 | 0 | 0 | 0 | 0 | [74 empty] | 0 | 0
|  |  |  | 2.0388 | 20.3877 | 0 | 0 | 0 | 0 | 0 | 0 | 0.173 | 0 | 20.388 | 20.388 | 0 | 0 | 0 | 0 | 0 | 0 | 0 | 0 | 0 | [74 empty] | 0 | 0
|  |  |  | 1.9811 | 19.8107 | 0 | 0 | 0 | 0 | 0 | 0 | 0.173 | 0 | 19.811 | 19.811 | 0 | 0 | 0 | 0 | 0 | 0 | 0 | 0 | 0 | [74 empty] | 0 | 0
|  |  |  | 1.6988 | 16.9876 | 0 | 0 | 0 | 0 | 0 | 0 | 0.173 | 0 | 16.988 | 16.9 | 0 | 0.087 | 0 | 0 | 0.087 | 0 | 0 | 0 | 0 | [74 empty] | 0 | 0
|  |  |  | 1.6983 | 16.9826 | 0 | 0 | 0 | 0 | 0 | 0 | 0.173 | 0 | 16.983 | 14.86 | 0 | 2.123 | 0 | 0 | 2.123 | 0 | 0 | 0 | 0 | [74 empty] | 13 | 0
|  |  |  | 1.7003 | 17.0025 | 0 | 0 | 0 | 0 | 0 | 0 | 0.173 | 0 | 17.003 | 0 | 0 | 24.909 | 0 | 7.907 | 17.002 | 0 | 0 | 0 | 0 | [74 empty] | 12 | 0
|  |  |  | 1.702 | 17.0197 | 0 | 0 | 0 | 0 | 0 | 0 | 0.173 | 0 | 17.02 | 0 | 0 | 54.181 | 0 | 37.161 | 17.02 | 0 | 0 | 0 | 0 | [74 empty] | 11 | 0
|  |  |  | 1.7024 | 17.0237 | 0 | 0 | 0 | 0 | 0 | 0 | 0.173 | 0 | 17.024 | 0 | 0 | 79.686 | 0 | 62.662 | 17.024 | 0 | 0 | 0 | 0 | [74 empty] | 10 | 0
|  |  |  | 1.715 | 17.1502 | 0 | 0 | 0 | 0 | 0 | 0 | 0.173 | 0 | 17.15 | 0 | 0 | 75.993 | 0 | 58.842 | 17.151 | 0 | 0 | 0 | 0 | [74 empty] | 9 | 0
|  |  |  | 1.7019 | 17.0185 | 0 | 0 | 0 | 0 | 0 | 0 | 0.173 | 0 | 17.018 | 0 | 0 | 70.292 | 0 | 53.274 | 17.018 | 0 | 0 | 0 | 0 | [74 empty] | 8 | 0
|  |  |  | 1.7029 | 17.0295 | 0 | 0 | 0 | 0 | 0 | 0 | 0.173 | 0 | 17.03 | 0 | 0 | 30.755 | 0 | 13.725 | 17.03 | 0 | 0 | 0 | 0 | [74 empty] | 7 | 0
|  |  |  | 1.7704 | 17.7043 | 0 | 0 | 0 | 0 | 0 | 0 | 0.173 | 0 | 17.704 | 0 | 0 | 23.353 | 0 | 5.649 | 17.704 | 0 | 0 | 0 | 0 | [74 empty] | 6 | 0
|  |  |  | 2.0453 | 20.4531 | 0 | 0 | 0 | 0 | 0 | 0 | 0.173 | 0 | 20.453 | 3.614 | 0 | 16.839 | 0 | 0 | 16.839 | 0 | 0 | 0 | 0 | [74 empty] | 5 | 0
|  |  |  | 2.1013 | 21.0126 | 0 | 0 | 0 | 0 | 0 | 0 | 0.173 | 0 | 21.013 | 0.742 | 0 | 20.271 | 0 | 0 | 20.271 | 0 | 0 | 0 | 0 | [74 empty] | 4 | 0
|  |  |  | 1.9825 | 19.8251 | 0 | 0 | 0 | 0 | 0 | 0 | 0.173 | 0 | 19.825 | 0 | 0 | 26.407 | 0 | 6.582 | 19.825 | 0 | 0 | 0 | 0 | [74 empty] | 3 | 0
|  |  |  | 1.9362 | 19.3617 | 0 | 0 | 0 | 0 | 0 | 0 | 0.173 | 0 | 19.362 | 7.831 | 0 | 11.531 | 0 | 0 | 11.531 | 0 | 0 | 0 | 0 | [74 empty] | 2 | 0
|  |  |  | 1.8186 | 18.1855 | 0 | 0 | 0 | 0 | 0 | 0 | 0.173 | 0 | 18.186 | 13.46 | 0 | 4.726 | 0 | 0 | 4.726 | 0 | 0 | 0 | 0 | [74 empty] | 1 | 0
|  |  |  | 2.0437 | 20.4368 | 0 | 0 | 0 | 0 | 0 | 0 | 0.173 | 0 | 20.437 | 20.437 | 0 | 0 | 0 | 0 | 0 | 0 | 0 | 0 | 0 | [74 empty] | 0 | 0
|  |  |  | 2.0396 | 20.3961 | 0 | 0 | 0 | 0 | 0 | 0 | 0.173 | 0 | 20.396 | 20.396 | 0 | 0 | 0 | 0 | 0 | 0 | 0 | 0 | 0 | [74 empty] | 0 | 0
|  |  |  | 2.0336 | 20.3364 | 0 | 0 | 0 | 0 | 0 | 0 | 0.173 | 0 | 20.336 | 20.336 | 0 | 0 | 0 | 0 | 0 | 0 | 0 | 0 | 0 | [74 empty] | 0 | 0
|  |  |  | 2.0466 | 20.4663 | 0 | 0 | 0 | 0 | 0 | 0 | 0.173 | 0 | 20.466 | 20.466 | 0 | 0 | 0 | 0 | 0 | 0 | 0 | 0 | 0 | [74 empty] | 0 | 0
|  |  |  | 2.0331 | 20.3312 | 0 | 0 | 0 | 0 | 0 | 0 | 0.173 | 0 | 20.331 | 20.331 | 0 | 0 | 0 | 0 | 0 | 0 | 0 | 0 | 0 | [74 empty] | 0 | 0
|  |  |  | 2.0329 | 20.329 | 0 | 0 | 0 | 0 | 0 | 0 | 0.173 | 0 | 20.329 | 20.329 | 0 | 0 | 0 | 0 | 0 | 0 | 0 | 0 | 0 | [74 empty] | 0 | 0
|  |  |  | 2.0327 | 20.3274 | 0 | 0 | 0 | 0 | 0 | 0 | 0.173 | 0 | 20.327 | 20.327 | 0 | 0 | 0 | 0 | 0 | 0 | 0 | 0 | 0 | [74 empty] | 0 | 0
|  |  |  | 2.0325 | 20.325 | 0 | 0 | 0 | 0 | 0 | 0 | 0.173 | 0 | 20.325 | 20.325 | 0 | 0 | 0 | 0 | 0 | 0 | 0 | 0 | 0 | [74 empty] | 0 | 0
|  |  |  | 2.0394 | 20.3938 | 0 | 0 | 0 | 0 | 0 | 0 | 0.173 | 0 | 20.394 | 20.394 | 0 | 0 | 0 | 0 | 0 | 0 | 0 | 0 | 0 | [74 empty] | 0 | 0
|  |  |  | 1.9819 | 19.8188 | 0 | 0 | 0 | 0 | 0 | 0 | 0.173 | 0 | 19.819 | 19.819 | 0 | 0 | 0 | 0 | 0 | 0 | 0 | 0 | 0 | [74 empty] | 0 | 0
|  |  |  | 2.9528 | 29.5278 | 0 | 0 | 0 | 0 | 0 | 0 | 0.173 | 0 | 29.528 | 26.241 | 0 | 3.286 | 0 | 0 | 3.286 | 0 | 0 | 0 | 0 | [74 empty] | 13 | 0
|  |  |  | 6.4829 | 64.829 | 0 | 0 | 0 | 0 | 0 | 0 | 0.173 | 0 | 64.829 | 42.857 | 0 | 21.972 | 0 | 0 | 21.972 | 0 | 0 | 0 | 0 | [74 empty] | 12 | 0
|  |  |  | 8.1372 | 81.372 | 0 | 0 | 0 | 0 | 0 | 0 | 0.173 | 0 | 81.372 | 32.237 | 0 | 49.135 | 0 | 0 | 49.135 | 0 | 0 | 0 | 0 | [74 empty] | 11 | 0
|  |  |  | 8.5764 | 85.7636 | 0 | 0 | 0 | 0 | 0 | 0 | 0.173 | 0 | 85.764 | 12.81 | 0 | 72.953 | 0 | 0 | 72.953 | 0 | 0 | 0 | 0 | [74 empty] | 10 | 0
|  |  |  | 9.1806 | 91.8064 | 0 | 0 | 0 | 0 | 0 | 0 | 0.173 | 0 | 91.806 | 0.546 | 0 | 91.261 | 0 | 0 | 91.261 | 0 | 0 | 0 | 0 | [74 empty] | 9 | 0
|  |  |  | 9.6951 | 96.9505 | 0 | 0 | 0 | 0 | 0 | 0 | 0.173 | 0 | 96.951 | 9.063 | 0 | 87.887 | 0 | 0 | 87.887 | 0 | 0 | 0 | 0 | [74 empty] | 8 | 0
|  |  |  | 9.7465 | 97.4653 | 0 | 0 | 0 | 0 | 0 | 0 | 0.173 | 0 | 97.465 | 4.358 | 0 | 93.108 | 0 | 0 | 93.108 | 0 | 0 | 0 | 0 | [74 empty] | 7 | 0
|  |  |  | 9.6695 | 96.6948 | 0 | 0 | 0 | 0 | 0 | 0 | 0.173 | 0 | 96.695 | 0 | 0 | 111.211 | 0 | 14.517 | 96.694 | 0 | 0 | 0 | 0 | [74 empty] | 6 | 0
|  |  |  | 9.8529 | 98.5295 | 0 | 0 | 0 | 0 | 0 | 0 | 0.173 | 0 | 98.529 | 0 | 0 | 104.392 | 0 | 5.862 | 98.53 | 0 | 0 | 0 | 0 | [74 empty] | 5 | 0
|  |  |  | 10.083 | 100.83 | 0 | 0 | 0 | 0 | 0 | 0 | 0.173 | 0 | 100.83 | 7.751 | 0 | 93.079 | 0 | 0 | 93.079 | 0 | 0 | 0 | 0 | [74 empty] | 4 | 0
|  |  |  | 10.147 | 101.47 | 0 | 0 | 0 | 0 | 0 | 0 | 0.173 | 0 | 101.47 | 25.74 | 0 | 75.731 | 0 | 0 | 75.731 | 0 | 0 | 0 | 0 | [74 empty] | 3 | 0
|  |  |  | 8.1818 | 81.8181 | 0 | 0 | 0 | 0 | 0 | 0 | 0.173 | 0 | 81.818 | 29.077 | 0 | 52.741 | 0 | 0 | 52.741 | 0 | 0 | 0 | 0 | [74 empty] | 2 | 0
|  |  |  | 7.7539 | 77.5391 | 0 | 0 | 0 | 0 | 0 | 0 | 0.173 | 0 | 77.539 | 51.103 | 0 | 26.436 | 0 | 0 | 26.436 | 0 | 0 | 0 | 0 | [74 empty] | 1 | 0
|  |  |  | 7.2928 | 72.9284 | 0 | 0 | 0 | 0 | 0 | 0 | 0.173 | 0 | 72.928 | 67.315 | 0 | 5.613 | 0 | 0 | 5.613 | 0 | 0 | 0 | 0 | [74 empty] | 0 | 0
|  |  |  | 7.2013 | 72.0128 | 0 | 0 | 0 | 0 | 0 | 0 | 0.173 | 0 | 72.013 | 72.013 | 0 | 0 | 0 | 0 | 0 | 0 | 0 | 0 | 0 | [74 empty] | 0 | 0
|  |  |  | 2.0388 | 20.3876 | 0 | 0 | 0 | 0 | 0 | 0 | 0.173 | 0 | 20.388 | 20.388 | 0 | 0 | 0 | 0 | 0 | 0 | 0 | 0 | 0 | [74 empty] | 0 | 0
|  |  |  | 2.0341 | 20.3411 | 0 | 0 | 0 | 0 | 0 | 0 | 0.173 | 0 | 20.341 | 20.341 | 0 | 0 | 0 | 0 | 0 | 0 | 0 | 0 | 0 | [74 empty] | 0 | 0
|  |  |  | 2.0483 | 20.4831 | 0 | 0 | 0 | 0 | 0 | 0 | 0.173 | 0 | 20.483 | 20.483 | 0 | 0 | 0 | 0 | 0 | 0 | 0 | 0 | 0 | [74 empty] | 0 | 0
|  |  |  | 2.0344 | 20.3439 | 0 | 0 | 0 | 0 | 0 | 0 | 0.173 | 0 | 20.344 | 20.344 | 0 | 0 | 0 | 0 | 0 | 0 | 0 | 0 | 0 | [74 empty] | 0 | 0
|  |  |  | 2.0344 | 20.3438 | 0 | 0 | 0 | 0 | 0 | 0 | 0.173 | 0 | 20.344 | 20.344 | 0 | 0 | 0 | 0 | 0 | 0 | 0 | 0 | 0 | [74 empty] | 0 | 0
|  |  |  | 2.0343 | 20.3434 | 0 | 0 | 0 | 0 | 0 | 0 | 0.173 | 0 | 20.343 | 20.343 | 0 | 0 | 0 | 0 | 0 | 0 | 0 | 0 | 0 | [74 empty] | 0 | 0
|  |  |  | 2.0343 | 20.3428 | 0 | 0 | 0 | 0 | 0 | 0 | 0.173 | 0 | 20.343 | 20.343 | 0 | 0 | 0 | 0 | 0 | 0 | 0 | 0 | 0 | [74 empty] | 0 | 0
|  |  |  | 2.0706 | 20.7061 | 0 | 0 | 0 | 0 | 0 | 0 | 0.173 | 0 | 20.706 | 20.706 | 0 | 0 | 0 | 0 | 0 | 0 | 0 | 0 | 0 | [74 empty] | 0 | 0
|  |  |  | 2.0081 | 20.0812 | 0 | 0 | 0 | 0 | 0 | 0 | 0.173 | 0 | 20.081 | 20.081 | 0 | 0 | 0 | 0 | 0 | 0 | 0 | 0 | 0 | [74 empty] | 0 | 0
|  |  |  | 3.3741 | 33.7407 | 0 | 0 | 0 | 0 | 0 | 0 | 0.173 | 0 | 33.741 | 33.261 | 0 | 0.48 | 0 | 0 | 0.48 | 0 | 0 | 0 | 0 | [74 empty] | 0 | 0
|  |  |  | 6.7677 | 67.6774 | 0 | 0 | 0 | 0 | 0 | 0 | 0.173 | 0 | 67.677 | 65.423 | 0 | 2.254 | 0 | 0 | 2.254 | 0 | 0 | 0 | 0 | [74 empty] | 0 | 0
|  |  |  | 8.4123 | 84.1235 | 0 | 0 | 0 | 0 | 0 | 0 | 0.173 | 0 | 84.123 | 66.805 | 0 | 17.319 | 0 | 0 | 17.319 | 0 | 0 | 0 | 0 | [74 empty] | 11 | 0
|  |  |  | 8.8861 | 88.861 | 0 | 0 | 0 | 0 | 0 | 0 | 0.173 | 0 | 88.861 | 51.737 | 0 | 37.124 | 0 | 0 | 37.124 | 0 | 0 | 0 | 0 | [74 empty] | 10 | 0
|  |  |  | 9.5784 | 95.7844 | 0 | 0 | 0 | 0 | 0 | 0 | 0.173 | 0 | 95.784 | 5.178 | 0 | 90.607 | 0 | 0 | 90.607 | 0 | 0 | 0 | 0 | [74 empty] | 9 | 0
|  |  |  | 10.0734 | 100.734 | 0 | 0 | 0 | 0 | 0 | 0 | 0.173 | 0 | 100.734 | 56.922 | 0 | 43.813 | 0 | 0 | 43.813 | 0 | 0 | 0 | 0 | [74 empty] | 8 | 0
|  |  |  | 10.3389 | 103.389 | 0 | 0 | 0 | 0 | 0 | 0 | 0.173 | 0 | 103.389 | 35.917 | 0 | 67.471 | 0 | 0 | 67.471 | 0 | 0 | 0 | 0 | [74 empty] | 7 | 0
|  |  |  | 10.1532 | 101.532 | 0 | 0 | 0 | 0 | 0 | 0 | 0.173 | 0 | 101.532 | 18.88 | 0 | 82.652 | 0 | 0 | 82.652 | 0 | 0 | 0 | 0 | [74 empty] | 6 | 0
|  |  |  | 10.1048 | 101.048 | 0 | 0 | 0 | 0 | 0 | 0 | 0.173 | 0 | 101.048 | 32.253 | 0 | 68.795 | 0 | 0 | 68.795 | 0 | 0 | 0 | 0 | [74 empty] | 5 | 0
|  |  |  | 10.1237 | 101.237 | 0 | 0 | 0 | 0 | 0 | 0 | 0.173 | 0 | 101.237 | 34.362 | 0 | 66.875 | 0 | 0 | 66.875 | 0 | 0 | 0 | 0 | [74 empty] | 4 | 0
|  |  |  | 10.149 | 101.49 | 0 | 0 | 0 | 0 | 0 | 0 | 0.173 | 0 | 101.49 | 26.501 | 0 | 74.989 | 0 | 0 | 74.989 | 0 | 0 | 0 | 0 | [74 empty] | 3 | 0
|  |  |  | 8.2913 | 82.9129 | 0 | 0 | 0 | 0 | 0 | 0 | 0.173 | 0 | 82.913 | 31.626 | 0 | 51.287 | 0 | 0 | 51.287 | 0 | 0 | 0 | 0 | [74 empty] | 2 | 0
|  |  |  | 7.7508 | 77.5082 | 0 | 0 | 0 | 0 | 0 | 0 | 0.173 | 0 | 77.508 | 51.319 | 0 | 26.189 | 0 | 0 | 26.189 | 0 | 0 | 0 | 0 | [74 empty] | 1 | 0
|  |  |  | 7.2767 | 72.7668 | 0 | 0 | 0 | 0 | 0 | 0 | 0.173 | 0 | 72.767 | 67.241 | 0 | 5.526 | 0 | 0 | 5.526 | 0 | 0 | 0 | 0 | [74 empty] | 0 | 0
|  |  |  | 7.1746 | 71.7462 | 0 | 0 | 0 | 0 | 0 | 0 | 0.173 | 0 | 71.746 | 71.746 | 0 | 0 | 0 | 0 | 0 | 0 | 0 | 0 | 0 | [74 empty] | 0 | 0
|  |  |  | 2.0333 | 20.3327 | 0 | 0 | 0 | 0 | 0 | 0 | 0.173 | 0 | 20.333 | 20.333 | 0 | 0 | 0 | 0 | 0 | 0 | 0 | 0 | 0 | [74 empty] | 0 | 0
|  |  |  | 2.0341 | 20.3411 | 0 | 0 | 0 | 0 | 0 | 0 | 0.173 | 0 | 20.341 | 20.341 | 0 | 0 | 0 | 0 | 0 | 0 | 0 | 0 | 0 | [74 empty] | 0 | 0
|  |  |  | 2.0479 | 20.4791 | 0 | 0 | 0 | 0 | 0 | 0 | 0.173 | 0 | 20.479 | 20.479 | 0 | 0 | 0 | 0 | 0 | 0 | 0 | 0 | 0 | [74 empty] | 0 | 0
|  |  |  | 2.0338 | 20.3377 | 0 | 0 | 0 | 0 | 0 | 0 | 0.173 | 0 | 20.338 | 20.338 | 0 | 0 | 0 | 0 | 0 | 0 | 0 | 0 | 0 | [74 empty] | 0 | 0
|  |  |  | 2.0337 | 20.3371 | 0 | 0 | 0 | 0 | 0 | 0 | 0.173 | 0 | 20.337 | 20.337 | 0 | 0 | 0 | 0 | 0 | 0 | 0 | 0 | 0 | [74 empty] | 0 | 0
|  |  |  | 2.0337 | 20.3366 | 0 | 0 | 0 | 0 | 0 | 0 | 0.173 | 0 | 20.337 | 20.337 | 0 | 0 | 0 | 0 | 0 | 0 | 0 | 0 | 0 | [74 empty] | 0 | 0
|  |  |  | 2.0336 | 20.3359 | 0 | 0 | 0 | 0 | 0 | 0 | 0.173 | 0 | 20.336 | 20.336 | 0 | 0 | 0 | 0 | 0 | 0 | 0 | 0 | 0 | [74 empty] | 0 | 0
|  |  |  | 2.0408 | 20.4078 | 0 | 0 | 0 | 0 | 0 | 0 | 0.173 | 0 | 20.408 | 20.408 | 0 | 0 | 0 | 0 | 0 | 0 | 0 | 0 | 0 | [74 empty] | 0 | 0
|  |  |  | 1.9839 | 19.839 | 0 | 0 | 0 | 0 | 0 | 0 | 0.173 | 0 | 19.839 | 19.839 | 0 | 0 | 0 | 0 | 0 | 0 | 0 | 0 | 0 | [74 empty] | 0 | 0
|  |  |  | 3.2839 | 32.8386 | 0 | 0 | 0 | 0 | 0 | 0 | 0.173 | 0 | 32.839 | 29.465 | 0 | 3.374 | 0 | 0 | 3.374 | 0 | 0 | 0 | 0 | [74 empty] | 13 | 0
|  |  |  | 6.6109 | 66.1088 | 0 | 0 | 0 | 0 | 0 | 0 | 0.173 | 0 | 66.109 | 44.006 | 0 | 22.103 | 0 | 0 | 22.103 | 0 | 0 | 0 | 0 | [74 empty] | 12 | 0
|  |  |  | 8.1335 | 81.335 | 0 | 0 | 0 | 0 | 0 | 0 | 0.173 | 0 | 81.335 | 33.058 | 0 | 48.277 | 0 | 0 | 48.277 | 0 | 0 | 0 | 0 | [74 empty] | 11 | 0
|  |  |  | 8.3018 | 83.0185 | 0 | 0 | 0 | 0 | 0 | 0 | 0.173 | 0 | 83.018 | 11.519 | 0 | 71.499 | 0 | 0 | 71.499 | 0 | 0 | 0 | 0 | [74 empty] | 10 | 0
|  |  |  | 8.5803 | 85.8026 | 0 | 0 | 0 | 0 | 0 | 0 | 0.173 | 0 | 85.803 | 0 | 0 | 88.92 | 0 | 3.117 | 85.803 | 0 | 0 | 0 | 0 | [74 empty] | 9 | 0
|  |  |  | 8.9443 | 89.443 | 0 | 0 | 0 | 0 | 0 | 0 | 0.173 | 0 | 89.443 | 0 | 0 | 99.826 | 0 | 10.383 | 89.443 | 0 | 0 | 0 | 0 | [74 empty] | 8 | 0
|  |  |  | 9.1663 | 91.6631 | 0 | 0 | 0 | 0 | 0 | 0 | 0.173 | 0 | 91.663 | 0 | 0 | 108.55 | 0 | 16.887 | 91.663 | 0 | 0 | 0 | 0 | [74 empty] | 7 | 0
|  |  |  | 9.3208 | 93.2079 | 0 | 0 | 0 | 0 | 0 | 0 | 0.173 | 0 | 93.208 | 0 | 0 | 109.19 | 0 | 15.982 | 93.208 | 0 | 0 | 0 | 0 | [74 empty] | 6 | 0
|  |  |  | 9.5805 | 95.8048 | 0 | 0 | 0 | 0 | 0 | 0 | 0.173 | 0 | 95.805 | 0 | 0 | 103.854 | 0 | 8.049 | 95.805 | 0 | 0 | 0 | 0 | [74 empty] | 5 | 0
|  |  |  | 9.9224 | 99.2239 | 0 | 0 | 0 | 0 | 0 | 0 | 0.173 | 0 | 99.224 | 27.841 | 0 | 71.383 | 0 | 0 | 71.383 | 0 | 0 | 0 | 0 | [74 empty] | 4 | 0
|  |  |  | 10.0356 | 100.356 | 0 | 0 | 0 | 0 | 0 | 0 | 0.173 | 0 | 100.356 | 24.087 | 0 | 76.269 | 0 | 0 | 76.269 | 0 | 0 | 0 | 0 | [74 empty] | 3 | 0
|  |  |  | 8.101 | 81.0101 | 0 | 0 | 0 | 0 | 0 | 0 | 0.173 | 0 | 81.01 | 29.592 | 0 | 51.418 | 0 | 0 | 51.418 | 0 | 0 | 0 | 0 | [74 empty] | 2 | 0
|  |  |  | 7.4529 | 74.529 | 0 | 0 | 0 | 0 | 0 | 0 | 0.173 | 0 | 74.529 | 47.381 | 0 | 27.149 | 0 | 0 | 27.149 | 0 | 0 | 0 | 0 | [74 empty] | 1 | 0
|  |  |  | 7.0221 | 70.2206 | 0 | 0 | 0 | 0 | 0 | 0 | 0.173 | 0 | 70.221 | 64.171 | 0 | 6.049 | 0 | 0 | 6.049 | 0 | 0 | 0 | 0 | [74 empty] | 0 | 0
|  |  |  | 7.0229 | 70.2288 | 0 | 0 | 0 | 0 | 0 | 0 | 0.173 | 0 | 70.229 | 70.229 | 0 | 0 | 0 | 0 | 0 | 0 | 0 | 0 | 0 | [74 empty] | 0 | 0
|  |  |  | 2.0382 | 20.3822 | 0 | 0 | 0 | 0 | 0 | 0 | 0.173 | 0 | 20.382 | 20.382 | 0 | 0 | 0 | 0 | 0 | 0 | 0 | 0 | 0 | [74 empty] | 0 | 0
|  |  |  | 2.0336 | 20.3361 | 0 | 0 | 0 | 0 | 0 | 0 | 0.173 | 0 | 20.336 | 20.336 | 0 | 0 | 0 | 0 | 0 | 0 | 0 | 0 | 0 | [74 empty] | 0 | 0
|  |  |  | 2.0478 | 20.4784 | 0 | 0 | 0 | 0 | 0 | 0 | 0.173 | 0 | 20.478 | 20.478 | 0 | 0 | 0 | 0 | 0 | 0 | 0 | 0 | 0 | [74 empty] | 0 | 0
|  |  |  | 2.0339 | 20.3391 | 0 | 0 | 0 | 0 | 0 | 0 | 0.173 | 0 | 20.339 | 20.339 | 0 | 0 | 0 | 0 | 0 | 0 | 0 | 0 | 0 | [74 empty] | 0 | 0
|  |  |  | 2.0339 | 20.3389 | 0 | 0 | 0 | 0 | 0 | 0 | 0.173 | 0 | 20.339 | 20.339 | 0 | 0 | 0 | 0 | 0 | 0 | 0 | 0 | 0 | [74 empty] | 0 | 0
|  |  |  | 2.0338 | 20.3383 | 0 | 0 | 0 | 0 | 0 | 0 | 0.173 | 0 | 20.338 | 20.338 | 0 | 0 | 0 | 0 | 0 | 0 | 0 | 0 | 0 | [74 empty] | 0 | 0
|  |  |  | 2.0338 | 20.3376 | 0 | 0 | 0 | 0 | 0 | 0 | 0.173 | 0 | 20.338 | 20.338 | 0 | 0 | 0 | 0 | 0 | 0 | 0 | 0 | 0 | [74 empty] | 0 | 0
|  |  |  | 2.041 | 20.4104 | 0 | 0 | 0 | 0 | 0 | 0 | 0.173 | 0 | 20.41 | 20.41 | 0 | 0 | 0 | 0 | 0 | 0 | 0 | 0 | 0 | [74 empty] | 0 | 0
|  |  |  | 1.9839 | 19.8394 | 0 | 0 | 0 | 0 | 0 | 0 | 0.173 | 0 | 19.839 | 19.839 | 0 | 0 | 0 | 0 | 0 | 0 | 0 | 0 | 0 | [74 empty] | 0 | 0
|  |  |  | 3.1726 | 31.7256 | 0 | 0 | 0 | 0 | 0 | 0 | 0.173 | 0 | 31.726 | 27.974 | 0 | 3.752 | 0 | 0 | 3.752 | 0 | 0 | 0 | 0 | [74 empty] | 13 | 0
|  |  |  | 6.5857 | 65.8571 | 0 | 0 | 0 | 0 | 0 | 0 | 0.173 | 0 | 65.857 | 43.013 | 0 | 22.844 | 0 | 0 | 22.844 | 0 | 0 | 0 | 0 | [74 empty] | 12 | 0
|  |  |  | 8.1865 | 81.8647 | 0 | 0 | 0 | 0 | 0 | 0 | 0.173 | 0 | 81.865 | 32.163 | 0 | 49.702 | 0 | 0 | 49.702 | 0 | 0 | 0 | 0 | [74 empty] | 11 | 0
|  |  |  | 8.269 | 82.6903 | 0 | 0 | 0 | 0 | 0 | 0 | 0.173 | 0 | 82.69 | 8.195 | 0 | 74.495 | 0 | 0 | 74.495 | 0 | 0 | 0 | 0 | [74 empty] | 10 | 0
|  |  |  | 8.4631 | 84.6308 | 0 | 0 | 0 | 0 | 0 | 0 | 0.173 | 0 | 84.631 | 6.268 | 0 | 78.363 | 0 | 0 | 78.363 | 0 | 0 | 0 | 0 | [74 empty] | 9 | 0
|  |  |  | 8.6002 | 86.0023 | 0 | 0 | 0 | 0 | 0 | 0 | 0.173 | 0 | 86.002 | 0 | 0 | 106.297 | 0 | 20.294 | 86.003 | 0 | 0 | 0 | 0 | [74 empty] | 8 | 0
|  |  |  | 8.7547 | 87.5475 | 0 | 0 | 0 | 0 | 0 | 0 | 0.173 | 0 | 87.548 | 0 | 0 | 111.997 | 0 | 24.449 | 87.548 | 0 | 0 | 0 | 0 | [74 empty] | 7 | 0
|  |  |  | 8.808 | 88.0799 | 0 | 0 | 0 | 0 | 0 | 0 | 0.173 | 0 | 88.08 | 0 | 0 | 112.462 | 0 | 24.382 | 88.08 | 0 | 0 | 0 | 0 | [74 empty] | 6 | 0
|  |  |  | 8.8887 | 88.8869 | 0 | 0 | 0 | 0 | 0 | 0 | 0.173 | 0 | 88.887 | 0 | 0 | 106.82 | 0 | 17.933 | 88.887 | 0 | 0 | 0 | 0 | [74 empty] | 5 | 0
|  |  |  | 8.956 | 89.5599 | 0 | 0 | 0 | 0 | 0 | 0 | 0.173 | 0 | 89.56 | 0 | 0 | 95.274 | 0 | 5.714 | 89.56 | 0 | 0 | 0 | 0 | [74 empty] | 4 | 0
|  |  |  | 8.7195 | 87.1946 | 0 | 0 | 0 | 0 | 0 | 0 | 0.173 | 0 | 87.195 | 9.777 | 0 | 77.418 | 0 | 0 | 77.418 | 0 | 0 | 0 | 0 | [74 empty] | 3 | 0
|  |  |  | 7.0118 | 70.1185 | 0 | 0 | 0 | 0 | 0 | 0 | 0.173 | 0 | 70.119 | 16.36 | 0 | 53.759 | 0 | 0 | 53.759 | 0 | 0 | 0 | 0 | [74 empty] | 2 | 0
|  |  |  | 6.7972 | 67.9723 | 0 | 0 | 0 | 0 | 0 | 0 | 0.173 | 0 | 67.972 | 40.504 | 0 | 27.468 | 0 | 0 | 27.468 | 0 | 0 | 0 | 0 | [74 empty] | 1 | 0
|  |  |  | 6.7785 | 67.7847 | 0 | 0 | 0 | 0 | 0 | 0 | 0.173 | 0 | 67.785 | 61.546 | 0 | 6.238 | 0 | 0 | 6.238 | 0 | 0 | 0 | 0 | [74 empty] | 0 | 0
|  |  |  | 6.8988 | 68.9883 | 0 | 0 | 0 | 0 | 0 | 0 | 0.173 | 0 | 68.988 | 68.988 | 0 | 0 | 0 | 0 | 0 | 0 | 0 | 0 | 0 | [74 empty] | 0 | 0
|  |  |  | 2.0377 | 20.3769 | 0 | 0 | 0 | 0 | 0 | 0 | 0.173 | 0 | 20.377 | 20.377 | 0 | 0 | 0 | 0 | 0 | 0 | 0 | 0 | 0 | [74 empty] | 0 | 0
|  |  |  | 2.0331 | 20.3312 | 0 | 0 | 0 | 0 | 0 | 0 | 0.173 | 0 | 20.331 | 20.331 | 0 | 0 | 0 | 0 | 0 | 0 | 0 | 0 | 0 | [74 empty] | 0 | 0
|  |  |  | 2.0474 | 20.4741 | 0 | 0 | 0 | 0 | 0 | 0 | 0.173 | 0 | 20.474 | 20.474 | 0 | 0 | 0 | 0 | 0 | 0 | 0 | 0 | 0 | [74 empty] | 0 | 0
|  |  |  | 2.0334 | 20.334 | 0 | 0 | 0 | 0 | 0 | 0 | 0.173 | 0 | 20.334 | 20.334 | 0 | 0 | 0 | 0 | 0 | 0 | 0 | 0 | 0 | [74 empty] | 0 | 0
|  |  |  | 2.0332 | 20.3325 | 0 | 0 | 0 | 0 | 0 | 0 | 0.173 | 0 | 20.332 | 20.332 | 0 | 0 | 0 | 0 | 0 | 0 | 0 | 0 | 0 | [74 empty] | 0 | 0
|  |  |  | 2.0331 | 20.3309 | 0 | 0 | 0 | 0 | 0 | 0 | 0.173 | 0 | 20.331 | 20.331 | 0 | 0 | 0 | 0 | 0 | 0 | 0 | 0 | 0 | [74 empty] | 0 | 0
|  |  |  | 2.033 | 20.3301 | 0 | 0 | 0 | 0 | 0 | 0 | 0.173 | 0 | 20.33 | 20.33 | 0 | 0 | 0 | 0 | 0 | 0 | 0 | 0 | 0 | [74 empty] | 0 | 0
|  |  |  | 2.0686 | 20.6856 | 0 | 0 | 0 | 0 | 0 | 0 | 0.173 | 0 | 20.686 | 20.686 | 0 | 0 | 0 | 0 | 0 | 0 | 0 | 0 | 0 | [74 empty] | 0 | 0
|  |  |  | 2.0065 | 20.0647 | 0 | 0 | 0 | 0 | 0 | 0 | 0.173 | 0 | 20.065 | 20.065 | 0 | 0 | 0 | 0 | 0 | 0 | 0 | 0 | 0 | [74 empty] | 0 | 0
|  |  |  | 3.0874 | 30.8741 | 0 | 0 | 0 | 0 | 0 | 0 | 0.173 | 0 | 30.874 | 27.195 | 0 | 3.679 | 0 | 0 | 3.679 | 0 | 0 | 0 | 0 | [74 empty] | 13 | 0
|  |  |  | 6.4726 | 64.7256 | 0 | 0 | 0 | 0 | 0 | 0 | 0.173 | 0 | 64.726 | 45.298 | 0 | 19.427 | 0 | 0 | 19.427 | 0 | 0 | 0 | 0 | [74 empty] | 12 | 0
|  |  |  | 7.9894 | 79.8944 | 0 | 0 | 0 | 0 | 0 | 0 | 0.173 | 0 | 79.894 | 40.764 | 0 | 39.131 | 0 | 0 | 39.131 | 0 | 0 | 0 | 0 | [74 empty] | 11 | 0
|  |  |  | 8.1354 | 81.3537 | 0 | 0 | 0 | 0 | 0 | 0 | 0.173 | 0 | 81.354 | 14.013 | 0 | 67.341 | 0 | 0 | 67.341 | 0 | 0 | 0 | 0 | [74 empty] | 10 | 0
|  |  |  | 8.4417 | 84.4173 | 0 | 0 | 0 | 0 | 0 | 0 | 0.173 | 0 | 84.417 | 0 | 0 | 85.066 | 0 | 0.649 | 84.417 | 0 | 0 | 0 | 0 | [74 empty] | 9 | 0
|  |  |  | 8.9207 | 89.2074 | 0 | 0 | 0 | 0 | 0 | 0 | 0.173 | 0 | 89.207 | 1.364 | 0 | 87.844 | 0 | 0 | 87.844 | 0 | 0 | 0 | 0 | [74 empty] | 8 | 0
|  |  |  | 9.2183 | 92.1835 | 0 | 0 | 0 | 0 | 0 | 0 | 0.173 | 0 | 92.183 | 0 | 0 | 102.036 | 0 | 9.852 | 92.184 | 0 | 0 | 0 | 0 | [74 empty] | 7 | 0
|  |  |  | 9.1101 | 91.1006 | 0 | 0 | 0 | 0 | 0 | 0 | 0.173 | 0 | 91.101 | 0 | 0 | 115.923 | 0 | 24.822 | 91.101 | 0 | 0 | 0 | 0 | [74 empty] | 6 | 0
|  |  |  | 9.2071 | 92.0708 | 0 | 0 | 0 | 0 | 0 | 0 | 0.173 | 0 | 92.071 | 0 | 0 | 96.743 | 0 | 4.672 | 92.071 | 0 | 0 | 0 | 0 | [74 empty] | 5 | 0
|  |  |  | 9.3135 | 93.1349 | 0 | 0 | 0 | 0 | 0 | 0 | 0.173 | 0 | 93.135 | 0 | 0 | 99.36 | 0 | 6.226 | 93.134 | 0 | 0 | 0 | 0 | [74 empty] | 4 | 0
|  |  |  | 9.3981 | 93.9812 | 0 | 0 | 0 | 0 | 0 | 0 | 0.173 | 0 | 93.981 | 13.045 | 0 | 80.937 | 0 | 0 | 80.937 | 0 | 0 | 0 | 0 | [74 empty] | 3 | 0
|  |  |  | 7.5224 | 75.2244 | 0 | 0 | 0 | 0 | 0 | 0 | 0.173 | 0 | 75.224 | 19.255 | 0 | 55.969 | 0 | 0 | 55.969 | 0 | 0 | 0 | 0 | [74 empty] | 2 | 0
|  |  |  | 7.0808 | 70.8077 | 0 | 0 | 0 | 0 | 0 | 0 | 0.173 | 0 | 70.808 | 42.234 | 0 | 28.574 | 0 | 0 | 28.574 | 0 | 0 | 0 | 0 | [74 empty] | 1 | 0
|  |  |  | 6.9755 | 69.7552 | 0 | 0 | 0 | 0 | 0 | 0 | 0.173 | 0 | 69.755 | 63.095 | 0 | 6.66 | 0 | 0 | 6.66 | 0 | 0 | 0 | 0 | [74 empty] | 0 | 0
|  |  |  | 7.1093 | 71.0932 | 0 | 0 | 0 | 0 | 0 | 0 | 0.173 | 0 | 71.093 | 71.093 | 0 | 0 | 0 | 0 | 0 | 0 | 0 | 0 | 0 | [74 empty] | 0 | 0
|  |  |  | 2.0329 | 20.3289 | 0 | 0 | 0 | 0 | 0 | 0 | 0.173 | 0 | 20.329 | 20.329 | 0 | 0 | 0 | 0 | 0 | 0 | 0 | 0 | 0 | [74 empty] | 0 | 0
|  |  |  | 2.0336 | 20.3356 | 0 | 0 | 0 | 0 | 0 | 0 | 0.173 | 0 | 20.336 | 20.336 | 0 | 0 | 0 | 0 | 0 | 0 | 0 | 0 | 0 | [74 empty] | 0 | 0
|  |  |  | 2.0478 | 20.4782 | 0 | 0 | 0 | 0 | 0 | 0 | 0.173 | 0 | 20.478 | 20.478 | 0 | 0 | 0 | 0 | 0 | 0 | 0 | 0 | 0 | [74 empty] | 0 | 0
|  |  |  | 2.0337 | 20.3368 | 0 | 0 | 0 | 0 | 0 | 0 | 0.173 | 0 | 20.337 | 20.337 | 0 | 0 | 0 | 0 | 0 | 0 | 0 | 0 | 0 | [74 empty] | 0 | 0
|  |  |  | 2.0334 | 20.3336 | 0 | 0 | 0 | 0 | 0 | 0 | 0.173 | 0 | 20.334 | 20.334 | 0 | 0 | 0 | 0 | 0 | 0 | 0 | 0 | 0 | [74 empty] | 0 | 0
|  |  |  | 2.0332 | 20.3317 | 0 | 0 | 0 | 0 | 0 | 0 | 0.173 | 0 | 20.332 | 20.332 | 0 | 0 | 0 | 0 | 0 | 0 | 0 | 0 | 0 | [74 empty] | 0 | 0
|  |  |  | 2.0331 | 20.3308 | 0 | 0 | 0 | 0 | 0 | 0 | 0.173 | 0 | 20.331 | 20.331 | 0 | 0 | 0 | 0 | 0 | 0 | 0 | 0 | 0 | [74 empty] | 0 | 0
|  |  |  | 2.0399 | 20.3994 | 0 | 0 | 0 | 0 | 0 | 0 | 0.173 | 0 | 20.399 | 20.399 | 0 | 0 | 0 | 0 | 0 | 0 | 0 | 0 | 0 | [74 empty] | 0 | 0
|  |  |  | 1.9829 | 19.8288 | 0 | 0 | 0 | 0 | 0 | 0 | 0.173 | 0 | 19.829 | 19.829 | 0 | 0 | 0 | 0 | 0 | 0 | 0 | 0 | 0 | [74 empty] | 0 | 0
|  |  |  | 1.7006 | 17.006 | 0 | 0 | 0 | 0 | 0 | 0 | 0.173 | 0 | 17.006 | 13.356 | 0 | 3.65 | 0 | 0 | 3.65 | 0 | 0 | 0 | 0 | [74 empty] | 14 | 0
|  |  |  | 1.6988 | 16.9881 | 0 | 0 | 0 | 0 | 0 | 0 | 0.173 | 0 | 16.988 | 0 | 0 | 23.339 | 0 | 6.351 | 16.988 | 0 | 0 | 0 | 0 | [74 empty] | 13 | 0
|  |  |  | 1.7001 | 17.001 | 0 | 0 | 0 | 0 | 0 | 0 | 0.173 | 0 | 17.001 | 0 | 0 | 51.389 | 0 | 34.388 | 17.001 | 0 | 0 | 0 | 0 | [74 empty] | 12 | 0
|  |  |  | 1.7013 | 17.0133 | 0 | 0 | 0 | 0 | 0 | 0 | 0.173 | 0 | 17.013 | 0 | 0 | 76.545 | 0 | 59.532 | 17.013 | 0 | 0 | 0 | 0 | [74 empty] | 11 | 0
|  |  |  | 1.7015 | 17.0149 | 0 | 0 | 0 | 0 | 0 | 0 | 0.173 | 0 | 17.015 | 0 | 0 | 94.94 | 0 | 77.925 | 17.015 | 0 | 0 | 0 | 0 | [74 empty] | 10 | 0
|  |  |  | 1.7147 | 17.147 | 0 | 0 | 0 | 0 | 0 | 0 | 0.173 | 0 | 17.147 | 0 | 0 | 107.46 | 0 | 90.313 | 17.147 | 0 | 0 | 0 | 0 | [74 empty] | 9 | 0
|  |  |  | 1.7029 | 17.0287 | 0 | 0 | 0 | 0 | 0 | 0 | 0.173 | 0 | 17.029 | 0 | 0 | 113.64 | 0 | 96.611 | 17.029 | 0 | 0 | 0 | 0 | [74 empty] | 8 | 0
|  |  |  | 2.131 | 21.3099 | 0 | 0 | 0 | 0 | 0 | 0 | 0.173 | 0 | 21.31 | 0 | 0 | 113.654 | 0 | 92.344 | 21.31 | 0 | 0 | 0 | 0 | [74 empty] | 7 | 0
|  |  |  | 2.6017 | 26.0167 | 0 | 0 | 0 | 0 | 0 | 0 | 0.173 | 0 | 26.017 | 0 | 0 | 108.114 | 0 | 82.098 | 26.016 | 0 | 0 | 0 | 0 | [74 empty] | 6 | 0
|  |  |  | 2.2371 | 22.3712 | 0 | 0 | 0 | 0 | 0 | 0 | 0.173 | 0 | 22.371 | 0 | 0 | 96.365 | 0 | 73.994 | 22.371 | 0 | 0 | 0 | 0 | [74 empty] | 5 | 0
|  |  |  | 2.6563 | 26.5631 | 0 | 0 | 0 | 0 | 0 | 0 | 0.173 | 0 | 26.563 | 0 | 0 | 78.886 | 0 | 52.323 | 26.563 | 0 | 0 | 0 | 0 | [74 empty] | 4 | 0
|  |  |  | 2.2744 | 22.7439 | 0 | 0 | 0 | 0 | 0 | 0 | 0.173 | 0 | 22.744 | 0 | 0 | 55.504 | 0 | 32.76 | 22.744 | 0 | 0 | 0 | 0 | [74 empty] | 3 | 0
|  |  |  | 2.326 | 23.2603 | 0 | 0 | 0 | 0 | 0 | 0 | 0.173 | 0 | 23.26 | 0 | 0 | 28.443 | 0 | 5.182 | 23.261 | 0 | 0 | 0 | 0 | [74 empty] | 2 | 0
|  |  |  | 1.857 | 18.5699 | 0 | 0 | 0 | 0 | 0 | 0 | 0.173 | 0 | 18.57 | 12.274 | 0 | 6.296 | 0 | 0 | 6.296 | 0 | 0 | 0 | 0 | [74 empty] | 1 | 0
|  |  |  | 2.0448 | 20.4477 | 0 | 0 | 0 | 0 | 0 | 0 | 0.173 | 0 | 20.448 | 20.448 | 0 | 0 | 0 | 0 | 0 | 0 | 0 | 0 | 0 | [74 empty] | 0 | 0
|  |  |  | 2.0403 | 20.4034 | 0 | 0 | 0 | 0 | 0 | 0 | 0.173 | 0 | 20.403 | 20.403 | 0 | 0 | 0 | 0 | 0 | 0 | 0 | 0 | 0 | [74 empty] | 0 | 0
|  |  |  | 2.0343 | 20.3432 | 0 | 0 | 0 | 0 | 0 | 0 | 0.173 | 0 | 20.343 | 20.343 | 0 | 0 | 0 | 0 | 0 | 0 | 0 | 0 | 0 | [74 empty] | 0 | 0
|  |  |  | 2.0476 | 20.4762 | 0 | 0 | 0 | 0 | 0 | 0 | 0.173 | 0 | 20.476 | 20.476 | 0 | 0 | 0 | 0 | 0 | 0 | 0 | 0 | 0 | [74 empty] | 0 | 0
|  |  |  | 2.0346 | 20.346 | 0 | 0 | 0 | 0 | 0 | 0 | 0.173 | 0 | 20.346 | 20.346 | 0 | 0 | 0 | 0 | 0 | 0 | 0 | 0 | 0 | [74 empty] | 0 | 0
|  |  |  | 2.0346 | 20.3464 | 0 | 0 | 0 | 0 | 0 | 0 | 0.173 | 0 | 20.346 | 20.346 | 0 | 0 | 0 | 0 | 0 | 0 | 0 | 0 | 0 | [74 empty] | 0 | 0
|  |  |  | 2.0346 | 20.3458 | 0 | 0 | 0 | 0 | 0 | 0 | 0.173 | 0 | 20.346 | 20.346 | 0 | 0 | 0 | 0 | 0 | 0 | 0 | 0 | 0 | [74 empty] | 0 | 0
|  |  |  | 2.0344 | 20.3437 | 0 | 0 | 0 | 0 | 0 | 0 | 0.173 | 0 | 20.344 | 20.344 | 0 | 0 | 0 | 0 | 0 | 0 | 0 | 0 | 0 | [74 empty] | 0 | 0
|  |  |  | 2.0426 | 20.4263 | 0 | 0 | 0 | 0 | 0 | 0 | 0.173 | 0 | 20.426 | 20.426 | 0 | 0 | 0 | 0 | 0 | 0 | 0 | 0 | 0 | [74 empty] | 0 | 0
|  |  |  | 1.9284 | 19.2838 | 0 | 0 | 0 | 0 | 0 | 0 | 0.173 | 0 | 19.284 | 19.284 | 0 | 0 | 0 | 0 | 0 | 0 | 0 | 0 | 0 | [74 empty] | 0 | 0
|  |  |  | 1.7023 | 17.023 | 0 | 0 | 0 | 0 | 0 | 0 | 0.173 | 0 | 17.023 | 13.402 | 0 | 3.621 | 0 | 0 | 3.621 | 0 | 0 | 0 | 0 | [74 empty] | 14 | 0
|  |  |  | 1.7019 | 17.0187 | 0 | 0 | 0 | 0 | 0 | 0 | 0.173 | 0 | 17.019 | 0 | 0 | 23.179 | 0 | 6.16 | 17.019 | 0 | 0 | 0 | 0 | [74 empty] | 13 | 0
|  |  |  | 1.7039 | 17.0391 | 0 | 0 | 0 | 0 | 0 | 0 | 0.173 | 0 | 17.039 | 0 | 0 | 49.906 | 0 | 32.867 | 17.039 | 0 | 0 | 0 | 0 | [74 empty] | 12 | 0
|  |  |  | 1.9525 | 19.5252 | 0 | 0 | 0 | 0 | 0 | 0 | 0.173 | 0 | 19.525 | 0 | 0 | 73.273 | 0 | 53.748 | 19.525 | 0 | 0 | 0 | 0 | [74 empty] | 11 | 0
|  |  |  | 2.4264 | 24.2644 | 0 | 0 | 0 | 0 | 0 | 0 | 0.173 | 0 | 24.264 | 0 | 0 | 90.781 | 0 | 66.517 | 24.264 | 0 | 0 | 0 | 0 | [74 empty] | 10 | 0
|  |  |  | 2.8232 | 28.2318 | 0 | 0 | 0 | 0 | 0 | 0 | 0.173 | 0 | 28.232 | 0 | 0 | 101.978 | 0 | 73.746 | 28.232 | 0 | 0 | 0 | 0 | [74 empty] | 9 | 0
|  |  |  | 2.7597 | 27.5972 | 0 | 0 | 0 | 0 | 0 | 0 | 0.173 | 0 | 27.597 | 0 | 0 | 107.533 | 0 | 79.935 | 27.598 | 0 | 0 | 0 | 0 | [74 empty] | 8 | 0
|  |  |  | 2.7666 | 27.6657 | 0 | 0 | 0 | 0 | 0 | 0 | 0.173 | 0 | 27.666 | 0 | 0 | 110.804 | 0 | 83.139 | 27.665 | 0 | 0 | 0 | 0 | [74 empty] | 7 | 0
|  |  |  | 2.6135 | 26.1351 | 0 | 0 | 0 | 0 | 0 | 0 | 0.173 | 0 | 26.135 | 0 | 0 | 105.191 | 0 | 79.056 | 26.135 | 0 | 0 | 0 | 0 | [74 empty] | 6 | 0
|  |  |  | 2.9423 | 29.4233 | 0 | 0 | 0 | 0 | 0 | 0 | 0.173 | 0 | 29.423 | 0 | 0 | 94.416 | 0 | 64.993 | 29.423 | 0 | 0 | 0 | 0 | [74 empty] | 5 | 0
|  |  |  | 2.7603 | 27.6027 | 0 | 0 | 0 | 0 | 0 | 0 | 0.173 | 0 | 27.603 | 0 | 0 | 78.625 | 0 | 51.022 | 27.603 | 0 | 0 | 0 | 0 | [74 empty] | 4 | 0
|  |  |  | 2.8747 | 28.7466 | 0 | 0 | 0 | 0 | 0 | 0 | 0.173 | 0 | 28.747 | 0 | 0 | 55.329 | 0 | 26.583 | 28.746 | 0 | 0 | 0 | 0 | [74 empty] | 3 | 0
|  |  |  | 2.4676 | 24.6761 | 0 | 0 | 0 | 0 | 0 | 0 | 0.173 | 0 | 24.676 | 0 | 0 | 28.792 | 0 | 4.116 | 24.676 | 0 | 0 | 0 | 0 | [74 empty] | 2 | 0
|  |  |  | 2.3655 | 23.6548 | 0 | 0 | 0 | 0 | 0 | 0 | 0.173 | 0 | 23.655 | 16.995 | 0 | 6.66 | 0 | 0 | 6.66 | 0 | 0 | 0 | 0 | [74 empty] | 1 | 0
|  |  |  | 2.0484 | 20.4836 | 0 | 0 | 0 | 0 | 0 | 0 | 0.173 | 0 | 20.484 | 20.484 | 0 | 0 | 0 | 0 | 0 | 0 | 0 | 0 | 0 | [74 empty] | 0 | 0
|  |  |  | 2.0432 | 20.4316 | 0 | 0 | 0 | 0 | 0 | 0 | 0.173 | 0 | 20.432 | 20.432 | 0 | 0 | 0 | 0 | 0 | 0 | 0 | 0 | 0 | [74 empty] | 0 | 0
|  |  |  | 2.0365 | 20.3648 | 0 | 0 | 0 | 0 | 0 | 0 | 0.173 | 0 | 20.365 | 20.365 | 0 | 0 | 0 | 0 | 0 | 0 | 0 | 0 | 0 | [74 empty] | 0 | 0
|  |  |  | 2.0493 | 20.4933 | 0 | 0 | 0 | 0 | 0 | 0 | 0.173 | 0 | 20.493 | 20.493 | 0 | 0 | 0 | 0 | 0 | 0 | 0 | 0 | 0 | [74 empty] | 0 | 0
|  |  |  | 2.0362 | 20.3617 | 0 | 0 | 0 | 0 | 0 | 0 | 0.173 | 0 | 20.362 | 20.362 | 0 | 0 | 0 | 0 | 0 | 0 | 0 | 0 | 0 | [74 empty] | 0 | 0
|  |  |  | 2.0358 | 20.3583 | 0 | 0 | 0 | 0 | 0 | 0 | 0.173 | 0 | 20.358 | 20.358 | 0 | 0 | 0 | 0 | 0 | 0 | 0 | 0 | 0 | [74 empty] | 0 | 0
|  |  |  | 2.0355 | 20.355 | 0 | 0 | 0 | 0 | 0 | 0 | 0.173 | 0 | 20.355 | 20.355 | 0 | 0 | 0 | 0 | 0 | 0 | 0 | 0 | 0 | [74 empty] | 0 | 0
|  |  |  | 2.0353 | 20.3533 | 0 | 0 | 0 | 0 | 0 | 0 | 0.173 | 0 | 20.353 | 20.353 | 0 | 0 | 0 | 0 | 0 | 0 | 0 | 0 | 0 | [74 empty] | 0 | 0
|  |  |  | 2.0426 | 20.4263 | 0 | 0 | 0 | 0 | 0 | 0 | 0.173 | 0 | 20.426 | 20.426 | 0 | 0 | 0 | 0 | 0 | 0 | 0 | 0 | 0 | [74 empty] | 0 | 0
|  |  |  | 1.9287 | 19.2867 | 0 | 0 | 0 | 0 | 0 | 0 | 0.173 | 0 | 19.287 | 19.287 | 0 | 0 | 0 | 0 | 0 | 0 | 0 | 0 | 0 | [74 empty] | 0 | 0
|  |  |  | 1.7031 | 17.0308 | 0 | 0 | 0 | 0 | 0 | 0 | 0.173 | 0 | 17.031 | 13.221 | 0 | 3.81 | 0 | 0 | 3.81 | 0 | 0 | 0 | 0 | [74 empty] | 14 | 0
|  |  |  | 1.7015 | 17.0151 | 0 | 0 | 0 | 0 | 0 | 0 | 0.173 | 0 | 17.015 | 0 | 0 | 23.63 | 0 | 6.614 | 17.016 | 0 | 0 | 0 | 0 | [74 empty] | 13 | 0
|  |  |  | 1.703 | 17.0299 | 0 | 0 | 0 | 0 | 0 | 0 | 0.173 | 0 | 17.03 | 0 | 0 | 50.066 | 0 | 33.036 | 17.03 | 0 | 0 | 0 | 0 | [74 empty] | 12 | 0
|  |  |  | 1.9365 | 19.3652 | 0 | 0 | 0 | 0 | 0 | 0 | 0.173 | 0 | 19.365 | 0 | 0 | 72.939 | 0 | 53.574 | 19.365 | 0 | 0 | 0 | 0 | [74 empty] | 11 | 0
|  |  |  | 2.1898 | 21.8984 | 0 | 0 | 0 | 0 | 0 | 0 | 0.173 | 0 | 21.898 | 0 | 0 | 89.894 | 0 | 67.996 | 21.898 | 0 | 0 | 0 | 0 | [74 empty] | 10 | 0
|  |  |  | 2.4528 | 24.5282 | 0 | 0 | 0 | 0 | 0 | 0 | 0.173 | 0 | 24.528 | 0 | 0 | 101.76 | 0 | 77.231 | 24.529 | 0 | 0 | 0 | 0 | [74 empty] | 9 | 0
|  |  |  | 3.2532 | 32.5324 | 0 | 0 | 0 | 0 | 0 | 0 | 0.173 | 0 | 32.532 | 0 | 0 | 106.849 | 0 | 74.317 | 32.532 | 0 | 0 | 0 | 0 | [74 empty] | 8 | 0
|  |  |  | 3.3527 | 33.5269 | 0 | 0 | 0 | 0 | 0 | 0 | 0.173 | 0 | 33.527 | 0 | 0 | 106.457 | 0 | 72.93 | 33.527 | 0 | 0 | 0 | 0 | [74 empty] | 7 | 0
|  |  |  | 3.5007 | 35.007 | 0 | 0 | 0 | 0 | 0 | 0 | 0.173 | 0 | 35.007 | 0 | 0 | 104.333 | 0 | 69.326 | 35.007 | 0 | 0 | 0 | 0 | [74 empty] | 6 | 0
|  |  |  | 3.4262 | 34.2616 | 0 | 0 | 0 | 0 | 0 | 0 | 0.173 | 0 | 34.262 | 0 | 0 | 93.282 | 0 | 59.021 | 34.261 | 0 | 0 | 0 | 0 | [74 empty] | 5 | 0
|  |  |  | 3.5448 | 35.4483 | 0 | 0 | 0 | 0 | 0 | 0 | 0.173 | 0 | 35.448 | 0 | 0 | 76.734 | 0 | 41.286 | 35.448 | 0 | 0 | 0 | 0 | [74 empty] | 4 | 0
|  |  |  | 3.1524 | 31.5239 | 0 | 0 | 0 | 0 | 0 | 0 | 0.173 | 0 | 31.524 | 0 | 0 | 54.966 | 0 | 23.442 | 31.524 | 0 | 0 | 0 | 0 | [74 empty] | 3 | 0
|  |  |  | 3.0422 | 30.4216 | 0 | 0 | 0 | 0 | 0 | 0 | 0.173 | 0 | 30.422 | 2.11 | 0 | 28.312 | 0 | 0 | 28.312 | 0 | 0 | 0 | 0 | [74 empty] | 2 | 0
|  |  |  | 2.7703 | 27.7029 | 0 | 0 | 0 | 0 | 0 | 0 | 0.173 | 0 | 27.703 | 21.058 | 0 | 6.645 | 0 | 0 | 6.645 | 0 | 0 | 0 | 0 | [74 empty] | 1 | 0
|  |  |  | 2.048 | 20.4801 | 0 | 0 | 0 | 0 | 0 | 0 | 0.173 | 0 | 20.48 | 20.48 | 0 | 0 | 0 | 0 | 0 | 0 | 0 | 0 | 0 | [74 empty] | 0 | 0
|  |  |  | 2.0427 | 20.4272 | 0 | 0 | 0 | 0 | 0 | 0 | 0.173 | 0 | 20.427 | 20.427 | 0 | 0 | 0 | 0 | 0 | 0 | 0 | 0 | 0 | [74 empty] | 0 | 0
|  |  |  | 2.0367 | 20.3673 | 0 | 0 | 0 | 0 | 0 | 0 | 0.173 | 0 | 20.367 | 20.367 | 0 | 0 | 0 | 0 | 0 | 0 | 0 | 0 | 0 | [74 empty] | 0 | 0
|  |  |  | 2.0496 | 20.4957 | 0 | 0 | 0 | 0 | 0 | 0 | 0.173 | 0 | 20.496 | 20.496 | 0 | 0 | 0 | 0 | 0 | 0 | 0 | 0 | 0 | [74 empty] | 0 | 0
|  |  |  | 2.0366 | 20.3658 | 0 | 0 | 0 | 0 | 0 | 0 | 0.173 | 0 | 20.366 | 20.366 | 0 | 0 | 0 | 0 | 0 | 0 | 0 | 0 | 0 | [74 empty] | 0 | 0
|  |  |  | 2.0364 | 20.3639 | 0 | 0 | 0 | 0 | 0 | 0 | 0.173 | 0 | 20.364 | 20.364 | 0 | 0 | 0 | 0 | 0 | 0 | 0 | 0 | 0 | [74 empty] | 0 | 0
|  |  |  | 2.0362 | 20.3622 | 0 | 0 | 0 | 0 | 0 | 0 | 0.173 | 0 | 20.362 | 20.362 | 0 | 0 | 0 | 0 | 0 | 0 | 0 | 0 | 0 | [74 empty] | 0 | 0
|  |  |  | 2.0358 | 20.3584 | 0 | 0 | 0 | 0 | 0 | 0 | 0.173 | 0 | 20.358 | 20.358 | 0 | 0 | 0 | 0 | 0 | 0 | 0 | 0 | 0 | [74 empty] | 0 | 0
|  |  |  | 2.074 | 20.7397 | 0 | 0 | 0 | 0 | 0 | 0 | 0.173 | 0 | 20.74 | 20.74 | 0 | 0 | 0 | 0 | 0 | 0 | 0 | 0 | 0 | [74 empty] | 0 | 0
|  |  |  | 1.9546 | 19.5462 | 0 | 0 | 0 | 0 | 0 | 0 | 0.173 | 0 | 19.546 | 19.546 | 0 | 0 | 0 | 0 | 0 | 0 | 0 | 0 | 0 | [74 empty] | 0 | 0
|  |  |  | 4.1844 | 41.8442 | 0 | 0 | 0 | 0 | 0 | 0 | 0.173 | 0 | 41.844 | 38.049 | 0 | 3.795 | 0 | 0 | 3.795 | 0 | 0 | 0 | 0 | [74 empty] | 0 | 0
|  |  |  | 7.831 | 78.3103 | 0 | 0 | 0 | 0 | 0 | 0 | 0.173 | 0 | 78.31 | 55.641 | 0 | 22.67 | 0 | 0 | 22.67 | 0 | 0 | 0 | 0 | [74 empty] | 12 | 0
|  |  |  | 10.5425 | 105.425 | 0 | 0 | 0 | 0 | 0 | 0 | 0.173 | 0 | 105.425 | 56.784 | 0 | 48.64 | 0 | 0 | 48.64 | 0 | 0 | 0 | 0 | [74 empty] | 11 | 0
|  |  |  | 12.3535 | 123.535 | 0 | 0 | 0 | 0 | 0 | 0 | 0.173 | 0 | 123.535 | 52.312 | 0 | 71.223 | 0 | 0 | 71.223 | 0 | 0 | 0 | 0 | [74 empty] | 10 | 0
|  |  |  | 13.0724 | 130.724 | 0 | 0 | 0 | 0 | 0 | 0 | 0.173 | 0 | 130.724 | 43.112 | 0 | 87.611 | 0 | 0 | 87.611 | 0 | 0 | 0 | 0 | [74 empty] | 9 | 0
|  |  |  | 13.1826 | 131.826 | 0 | 0 | 0 | 0 | 0 | 0 | 0.173 | 0 | 131.826 | 33.047 | 0 | 98.779 | 0 | 0 | 98.779 | 0 | 0 | 0 | 0 | [74 empty] | 8 | 0
|  |  |  | 13.3384 | 133.384 | 0 | 0 | 0 | 0 | 0 | 0 | 0.173 | 0 | 133.384 | 28.905 | 0 | 104.479 | 0 | 0 | 104.479 | 0 | 0 | 0 | 0 | [74 empty] | 7 | 0
|  |  |  | 13.1189 | 131.189 | 0 | 0 | 0 | 0 | 0 | 0 | 0.173 | 0 | 131.189 | 26.943 | 0 | 104.246 | 0 | 0 | 104.246 | 0 | 0 | 0 | 0 | [74 empty] | 6 | 0
|  |  |  | 13.1183 | 131.183 | 0 | 0 | 0 | 0 | 0 | 0 | 0.173 | 0 | 131.183 | 28.333 | 0 | 102.85 | 0 | 0 | 102.85 | 0 | 0 | 0 | 0 | [74 empty] | 5 | 0
|  |  |  | 12.9308 | 129.308 | 0 | 0 | 0 | 0 | 0 | 0 | 0.173 | 0 | 129.308 | 37.305 | 0 | 92.002 | 0 | 0 | 92.002 | 0 | 0 | 0 | 0 | [74 empty] | 4 | 0
|  |  |  | 12.6802 | 126.802 | 0 | 0 | 0 | 0 | 0 | 0 | 0.173 | 0 | 126.802 | 51.013 | 0 | 75.789 | 0 | 0 | 75.789 | 0 | 0 | 0 | 0 | [74 empty] | 3 | 0
|  |  |  | 10.2807 | 102.807 | 0 | 0 | 0 | 0 | 0 | 0 | 0.173 | 0 | 102.807 | 49.062 | 0 | 53.744 | 0 | 0 | 53.744 | 0 | 0 | 0 | 0 | [74 empty] | 2 | 0
|  |  |  | 9.7188 | 97.1885 | 0 | 0 | 0 | 0 | 0 | 0 | 0.173 | 0 | 97.188 | 69.197 | 0 | 27.992 | 0 | 0 | 27.992 | 0 | 0 | 0 | 0 | [74 empty] | 1 | 0
|  |  |  | 9.1518 | 91.5177 | 0 | 0 | 0 | 0 | 0 | 0 | 0.173 | 0 | 91.518 | 85.134 | 0 | 6.384 | 0 | 0 | 6.384 | 0 | 0 | 0 | 0 | [74 empty] | 0 | 0
|  |  |  | 8.6783 | 86.7825 | 0 | 0 | 0 | 0 | 0 | 0 | 0.173 | 0 | 86.782 | 86.782 | 0 | 0 | 0 | 0 | 0 | 0 | 0 | 0 | 0 | [74 empty] | 0 | 0
|  |  |  | 2.0361 | 20.3607 | 0 | 0 | 0 | 0 | 0 | 0 | 0.173 | 0 | 20.361 | 20.361 | 0 | 0 | 0 | 0 | 0 | 0 | 0 | 0 | 0 | [74 empty] | 0 | 0
|  |  |  | 2.0364 | 20.3644 | 0 | 0 | 0 | 0 | 0 | 0 | 0.173 | 0 | 20.364 | 20.364 | 0 | 0 | 0 | 0 | 0 | 0 | 0 | 0 | 0 | [74 empty] | 0 | 0
|  |  |  | 2.0504 | 20.5039 | 0 | 0 | 0 | 0 | 0 | 0 | 0.173 | 0 | 20.504 | 20.504 | 0 | 0 | 0 | 0 | 0 | 0 | 0 | 0 | 0 | [74 empty] | 0 | 0
|  |  |  | 2.0368 | 20.3684 | 0 | 0 | 0 | 0 | 0 | 0 | 0.173 | 0 | 20.368 | 20.368 | 0 | 0 | 0 | 0 | 0 | 0 | 0 | 0 | 0 | [74 empty] | 0 | 0
|  |  |  | 2.0368 | 20.3683 | 0 | 0 | 0 | 0 | 0 | 0 | 0.173 | 0 | 20.368 | 20.368 | 0 | 0 | 0 | 0 | 0 | 0 | 0 | 0 | 0 | [74 empty] | 0 | 0
|  |  |  | 2.0366 | 20.3657 | 0 | 0 | 0 | 0 | 0 | 0 | 0.173 | 0 | 20.366 | 20.366 | 0 | 0 | 0 | 0 | 0 | 0 | 0 | 0 | 0 | [74 empty] | 0 | 0
|  |  |  | 2.0362 | 20.3619 | 0 | 0 | 0 | 0 | 0 | 0 | 0.173 | 0 | 20.362 | 20.362 | 0 | 0 | 0 | 0 | 0 | 0 | 0 | 0 | 0 | [74 empty] | 0 | 0
|  |  |  | 2.0437 | 20.4373 | 0 | 0 | 0 | 0 | 0 | 0 | 0.173 | 0 | 20.437 | 20.437 | 0 | 0 | 0 | 0 | 0 | 0 | 0 | 0 | 0 | [74 empty] | 0 | 0
|  |  |  | 1.93 | 19.3002 | 0 | 0 | 0 | 0 | 0 | 0 | 0.173 | 0 | 19.3 | 19.3 | 0 | 0 | 0 | 0 | 0 | 0 | 0 | 0 | 0 | [74 empty] | 0 | 0
|  |  |  | 4.2036 | 42.0357 | 0 | 0 | 0 | 0 | 0 | 0 | 0.173 | 0 | 42.036 | 38.43 | 0 | 3.606 | 0 | 0 | 3.606 | 0 | 0 | 0 | 0 | [74 empty] | 0 | 0
|  |  |  | 7.7506 | 77.5064 | 0 | 0 | 0 | 0 | 0 | 0 | 0.173 | 0 | 77.506 | 54.938 | 0 | 22.568 | 0 | 0 | 22.568 | 0 | 0 | 0 | 0 | [74 empty] | 12 | 0
|  |  |  | 9.8178 | 98.1776 | 0 | 0 | 0 | 0 | 0 | 0 | 0.173 | 0 | 98.178 | 49.973 | 0 | 48.204 | 0 | 0 | 48.204 | 0 | 0 | 0 | 0 | [74 empty] | 11 | 0
|  |  |  | 10.233 | 102.33 | 0 | 0 | 0 | 0 | 0 | 0 | 0.173 | 0 | 102.33 | 31.485 | 0 | 70.845 | 0 | 0 | 70.845 | 0 | 0 | 0 | 0 | [74 empty] | 10 | 0
|  |  |  | 10.7863 | 107.863 | 0 | 0 | 0 | 0 | 0 | 0 | 0.173 | 0 | 107.863 | 20.034 | 0 | 87.829 | 0 | 0 | 87.829 | 0 | 0 | 0 | 0 | [74 empty] | 9 | 0
|  |  |  | 11.4097 | 114.097 | 0 | 0 | 0 | 0 | 0 | 0 | 0.173 | 0 | 114.097 | 15.653 | 0 | 98.444 | 0 | 0 | 98.444 | 0 | 0 | 0 | 0 | [74 empty] | 8 | 0
|  |  |  | 11.6516 | 116.516 | 0 | 0 | 0 | 0 | 0 | 0 | 0.173 | 0 | 116.516 | 9.914 | 0 | 106.602 | 0 | 0 | 106.602 | 0 | 0 | 0 | 0 | [74 empty] | 7 | 0
|  |  |  | 11.8684 | 118.684 | 0 | 0 | 0 | 0 | 0 | 0 | 0.173 | 0 | 118.684 | 30.056 | 0 | 88.629 | 0 | 0 | 88.629 | 0 | 0 | 0 | 0 | [74 empty] | 6 | 0
|  |  |  | 11.9165 | 119.165 | 0 | 0 | 0 | 0 | 0 | 0 | 0.173 | 0 | 119.165 | 18.162 | 0 | 101.004 | 0 | 0 | 101.004 | 0 | 0 | 0 | 0 | [74 empty] | 5 | 0
|  |  |  | 11.801 | 118.01 | 0 | 0 | 0 | 0 | 0 | 0 | 0.173 | 0 | 118.01 | 34.791 | 0 | 83.22 | 0 | 0 | 83.22 | 0 | 0 | 0 | 0 | [74 empty] | 4 | 0
|  |  |  | 11.4543 | 114.543 | 0 | 0 | 0 | 0 | 0 | 0 | 0.173 | 0 | 114.543 | 43.8 | 0 | 70.743 | 0 | 0 | 70.743 | 0 | 0 | 0 | 0 | [74 empty] | 3 | 0
|  |  |  | 8.9942 | 89.9417 | 0 | 0 | 0 | 0 | 0 | 0 | 0.173 | 0 | 89.942 | 34.481 | 0 | 55.46 | 0 | 0 | 55.46 | 0 | 0 | 0 | 0 | [74 empty] | 2 | 0
|  |  |  | 8.4253 | 84.2529 | 0 | 0 | 0 | 0 | 0 | 0 | 0.173 | 0 | 84.253 | 55.258 | 0 | 28.995 | 0 | 0 | 28.995 | 0 | 0 | 0 | 0 | [74 empty] | 1 | 0
|  |  |  | 7.8194 | 78.1939 | 0 | 0 | 0 | 0 | 0 | 0 | 0.173 | 0 | 78.194 | 71.447 | 0 | 6.747 | 0 | 0 | 6.747 | 0 | 0 | 0 | 0 | [74 empty] | 0 | 0
|  |  |  | 7.5344 | 75.3442 | 0 | 0 | 0 | 0 | 0 | 0 | 0.173 | 0 | 75.344 | 75.344 | 0 | 0 | 0 | 0 | 0 | 0 | 0 | 0 | 0 | [74 empty] | 0 | 0
|  |  |  | 2.04 | 20.3997 | 0 | 0 | 0 | 0 | 0 | 0 | 0.173 | 0 | 20.4 | 20.4 | 0 | 0 | 0 | 0 | 0 | 0 | 0 | 0 | 0 | [74 empty] | 0 | 0
|  |  |  | 2.0351 | 20.3513 | 0 | 0 | 0 | 0 | 0 | 0 | 0.173 | 0 | 20.351 | 20.351 | 0 | 0 | 0 | 0 | 0 | 0 | 0 | 0 | 0 | [74 empty] | 0 | 0
|  |  |  | 2.049 | 20.4903 | 0 | 0 | 0 | 0 | 0 | 0 | 0.173 | 0 | 20.49 | 20.49 | 0 | 0 | 0 | 0 | 0 | 0 | 0 | 0 | 0 | [74 empty] | 0 | 0
|  |  |  | 2.0351 | 20.351 | 0 | 0 | 0 | 0 | 0 | 0 | 0.173 | 0 | 20.351 | 20.351 | 0 | 0 | 0 | 0 | 0 | 0 | 0 | 0 | 0 | [74 empty] | 0 | 0
|  |  |  | 2.0349 | 20.3487 | 0 | 0 | 0 | 0 | 0 | 0 | 0.173 | 0 | 20.349 | 20.349 | 0 | 0 | 0 | 0 | 0 | 0 | 0 | 0 | 0 | [74 empty] | 0 | 0
|  |  |  | 2.0346 | 20.3463 | 0 | 0 | 0 | 0 | 0 | 0 | 0.173 | 0 | 20.346 | 20.346 | 0 | 0 | 0 | 0 | 0 | 0 | 0 | 0 | 0 | [74 empty] | 0 | 0
|  |  |  | 2.0344 | 20.3441 | 0 | 0 | 0 | 0 | 0 | 0 | 0.173 | 0 | 20.344 | 20.344 | 0 | 0 | 0 | 0 | 0 | 0 | 0 | 0 | 0 | [74 empty] | 0 | 0
|  |  |  | 2.0416 | 20.4157 | 0 | 0 | 0 | 0 | 0 | 0 | 0.173 | 0 | 20.416 | 20.416 | 0 | 0 | 0 | 0 | 0 | 0 | 0 | 0 | 0 | [74 empty] | 0 | 0
|  |  |  | 1.9278 | 19.2775 | 0 | 0 | 0 | 0 | 0 | 0 | 0.173 | 0 | 19.277 | 19.277 | 0 | 0 | 0 | 0 | 0 | 0 | 0 | 0 | 0 | [74 empty] | 0 | 0
|  |  |  | 3.2138 | 32.1376 | 0 | 0 | 0 | 0 | 0 | 0 | 0.173 | 0 | 32.138 | 32.138 | 0 | 0 | 0 | 0 | 0 | 0 | 0 | 0 | 0 | [74 empty] | 0 | 0
|  |  |  | 6.5752 | 65.7516 | 0 | 0 | 0 | 0 | 0 | 0 | 0.173 | 0 | 65.752 | 64.995 | 0 | 0.756 | 0 | 0 | 0.756 | 0 | 0 | 0 | 0 | [74 empty] | 0 | 0
|  |  |  | 8.1581 | 81.5806 | 0 | 0 | 0 | 0 | 0 | 0 | 0.173 | 0 | 81.581 | 77.087 | 0 | 4.493 | 0 | 0 | 4.493 | 0 | 0 | 0 | 0 | [74 empty] | 0 | 0
|  |  |  | 8.2947 | 82.9468 | 0 | 0 | 0 | 0 | 0 | 0 | 0.173 | 0 | 82.947 | 77.712 | 0 | 5.235 | 0 | 0 | 5.235 | 0 | 0 | 0 | 0 | [74 empty] | 0 | 0
|  |  |  | 8.6713 | 86.7127 | 0 | 0 | 0 | 0 | 0 | 0 | 0.173 | 0 | 86.713 | 76.432 | 0 | 10.281 | 0 | 0 | 10.281 | 0 | 0 | 0 | 0 | [74 empty] | 9 | 0
|  |  |  | 8.9658 | 89.6578 | 0 | 0 | 0 | 0 | 0 | 0 | 0.173 | 0 | 89.658 | 78.926 | 0 | 10.731 | 0 | 0 | 10.731 | 0 | 0 | 0 | 0 | [74 empty] | 8 | 0
|  |  |  | 9.0695 | 90.6949 | 0 | 0 | 0 | 0 | 0 | 0 | 0.173 | 0 | 90.695 | 71.835 | 0 | 18.86 | 0 | 0 | 18.86 | 0 | 0 | 0 | 0 | [74 empty] | 7 | 0
|  |  |  | 9.14 | 91.3998 | 0 | 0 | 0 | 0 | 0 | 0 | 0.173 | 0 | 91.4 | 78.72 | 0 | 12.68 | 0 | 0 | 12.68 | 0 | 0 | 0 | 0 | [74 empty] | 6 | 0
|  |  |  | 9.1671 | 91.6708 | 0 | 0 | 0 | 0 | 0 | 0 | 0.173 | 0 | 91.671 | 12.348 | 0 | 79.323 | 0 | 0 | 79.323 | 0 | 0 | 0 | 0 | [74 empty] | 5 | 0
|  |  |  | 9.2192 | 92.1917 | 0 | 0 | 0 | 0 | 0 | 0 | 0.173 | 0 | 92.192 | 43.522 | 0 | 48.67 | 0 | 0 | 48.67 | 0 | 0 | 0 | 0 | [74 empty] | 4 | 0
|  |  |  | 9.0917 | 90.9165 | 0 | 0 | 0 | 0 | 0 | 0 | 0.173 | 0 | 90.917 | 57.559 | 0 | 33.358 | 0 | 0 | 33.358 | 0 | 0 | 0 | 0 | [74 empty] | 3 | 0
|  |  |  | 7.3027 | 73.0266 | 0 | 0 | 0 | 0 | 0 | 0 | 0.173 | 0 | 73.027 | 50.749 | 0 | 22.277 | 0 | 0 | 22.277 | 0 | 0 | 0 | 0 | [74 empty] | 2 | 0
|  |  |  | 6.9918 | 69.9179 | 0 | 0 | 0 | 0 | 0 | 0 | 0.173 | 0 | 69.918 | 50.098 | 0 | 19.82 | 0 | 0 | 19.82 | 0 | 0 | 0 | 0 | [74 empty] | 1 | 0
|  |  |  | 6.8048 | 68.0477 | 0 | 0 | 0 | 0 | 0 | 0 | 0.173 | 0 | 68.048 | 67.306 | 0 | 0.742 | 0 | 0 | 0.742 | 0 | 0 | 0 | 0 | [74 empty] | 0 | 0
|  |  |  | 6.9646 | 69.6461 | 0 | 0 | 0 | 0 | 0 | 0 | 0.173 | 0 | 69.646 | 69.646 | 0 | 0 | 0 | 0 | 0 | 0 | 0 | 0 | 0 | [74 empty] | 0 | 0
|  |  |  | 2.0382 | 20.3817 | 0 | 0 | 0 | 0 | 0 | 0 | 0.173 | 0 | 20.382 | 20.382 | 0 | 0 | 0 | 0 | 0 | 0 | 0 | 0 | 0 | [74 empty] | 0 | 0
|  |  |  | 2.0338 | 20.3381 | 0 | 0 | 0 | 0 | 0 | 0 | 0.173 | 0 | 20.338 | 20.338 | 0 | 0 | 0 | 0 | 0 | 0 | 0 | 0 | 0 | [74 empty] | 0 | 0
|  |  |  | 2.0478 | 20.4782 | 0 | 0 | 0 | 0 | 0 | 0 | 0.173 | 0 | 20.478 | 20.478 | 0 | 0 | 0 | 0 | 0 | 0 | 0 | 0 | 0 | [74 empty] | 0 | 0
|  |  |  | 2.0335 | 20.3349 | 0 | 0 | 0 | 0 | 0 | 0 | 0.173 | 0 | 20.335 | 20.335 | 0 | 0 | 0 | 0 | 0 | 0 | 0 | 0 | 0 | [74 empty] | 0 | 0
|  |  |  | 2.0335 | 20.335 | 0 | 0 | 0 | 0 | 0 | 0 | 0.173 | 0 | 20.335 | 20.335 | 0 | 0 | 0 | 0 | 0 | 0 | 0 | 0 | 0 | [74 empty] | 0 | 0
|  |  |  | 2.0334 | 20.3341 | 0 | 0 | 0 | 0 | 0 | 0 | 0.173 | 0 | 20.334 | 20.334 | 0 | 0 | 0 | 0 | 0 | 0 | 0 | 0 | 0 | [74 empty] | 0 | 0
|  |  |  | 2.033 | 20.3304 | 0 | 0 | 0 | 0 | 0 | 0 | 0.173 | 0 | 20.33 | 20.33 | 0 | 0 | 0 | 0 | 0 | 0 | 0 | 0 | 0 | [74 empty] | 0 | 0
|  |  |  | 2.0684 | 20.6843 | 0 | 0 | 0 | 0 | 0 | 0 | 0.173 | 0 | 20.684 | 20.684 | 0 | 0 | 0 | 0 | 0 | 0 | 0 | 0 | 0 | [74 empty] | 0 | 0
|  |  |  | 1.9491 | 19.4906 | 0 | 0 | 0 | 0 | 0 | 0 | 0.173 | 0 | 19.491 | 19.491 | 0 | 0 | 0 | 0 | 0 | 0 | 0 | 0 | 0 | [74 empty] | 0 | 0
|  |  |  | 2.9188 | 29.1878 | 0 | 0 | 0 | 0 | 0 | 0 | 0.173 | 0 | 29.188 | 24.564 | 0 | 4.624 | 0 | 0 | 4.624 | 0 | 0 | 0 | 0 | [74 empty] | 14 | 0
|  |  |  | 6.4388 | 64.3883 | 0 | 0 | 0 | 0 | 0 | 0 | 0.173 | 0 | 64.388 | 39.944 | 0 | 24.444 | 0 | 0 | 24.444 | 0 | 0 | 0 | 0 | [74 empty] | 13 | 0
|  |  |  | 8.1439 | 81.4391 | 0 | 0 | 0 | 0 | 0 | 0 | 0.173 | 0 | 81.439 | 29.323 | 0 | 52.116 | 0 | 0 | 52.116 | 0 | 0 | 0 | 0 | [74 empty] | 12 | 0
|  |  |  | 8.4077 | 84.0772 | 0 | 0 | 0 | 0 | 0 | 0 | 0.173 | 0 | 84.077 | 6.703 | 0 | 77.374 | 0 | 0 | 77.374 | 0 | 0 | 0 | 0 | [74 empty] | 11 | 0
|  |  |  | 8.6992 | 86.9925 | 0 | 0 | 0 | 0 | 0 | 0 | 0.173 | 0 | 86.992 | 0 | 0 | 96.321 | 0 | 9.329 | 86.992 | 0 | 0 | 0 | 0 | [74 empty] | 10 | 0
|  |  |  | 8.9868 | 89.868 | 0 | 0 | 0 | 0 | 0 | 0 | 0.173 | 0 | 89.868 | 0 | 0 | 110.092 | 0 | 20.224 | 89.868 | 0 | 0 | 0 | 0 | [74 empty] | 9 | 0
|  |  |  | 8.9828 | 89.828 | 0 | 0 | 0 | 0 | 0 | 0 | 0.173 | 0 | 89.828 | 0 | 0 | 116.228 | 0 | 26.4 | 89.828 | 0 | 0 | 0 | 0 | [74 empty] | 8 | 0
|  |  |  | 8.9696 | 89.6964 | 0 | 0 | 0 | 0 | 0 | 0 | 0.173 | 0 | 89.696 | 0 | 0 | 116.723 | 0 | 27.026 | 89.697 | 0 | 0 | 0 | 0 | [74 empty] | 7 | 0
|  |  |  | 9.1602 | 91.602 | 0 | 0 | 0 | 0 | 0 | 0 | 0.173 | 0 | 91.602 | 0 | 0 | 112.637 | 0 | 21.035 | 91.602 | 0 | 0 | 0 | 0 | [74 empty] | 6 | 0
|  |  |  | 9.1329 | 91.3288 | 0 | 0 | 0 | 0 | 0 | 0 | 0.173 | 0 | 91.329 | 0 | 0 | 100.902 | 0 | 9.573 | 91.329 | 0 | 0 | 0 | 0 | [74 empty] | 5 | 0
|  |  |  | 8.859 | 88.5895 | 0 | 0 | 0 | 0 | 0 | 0 | 0.173 | 0 | 88.59 | 6.17 | 0 | 82.42 | 0 | 0 | 82.42 | 0 | 0 | 0 | 0 | [74 empty] | 4 | 0
|  |  |  | 7.0833 | 70.8328 | 0 | 0 | 0 | 0 | 0 | 0 | 0.173 | 0 | 70.833 | 12.871 | 0 | 57.961 | 0 | 0 | 57.961 | 0 | 0 | 0 | 0 | [74 empty] | 3 | 0
|  |  |  | 6.8483 | 68.4832 | 0 | 0 | 0 | 0 | 0 | 0 | 0.173 | 0 | 68.483 | 38.194 | 0 | 30.289 | 0 | 0 | 30.289 | 0 | 0 | 0 | 0 | [74 empty] | 2 | 0
|  |  |  | 6.7481 | 67.4811 | 0 | 0 | 0 | 0 | 0 | 0 | 0.173 | 0 | 67.481 | 59.774 | 0 | 7.707 | 0 | 0 | 7.707 | 0 | 0 | 0 | 0 | [74 empty] | 1 | 0
|  |  |  | 6.8921 | 68.921 | 0 | 0 | 0 | 0 | 0 | 0 | 0.173 | 0 | 68.921 | 68.921 | 0 | 0 | 0 | 0 | 0 | 0 | 0 | 0 | 0 | [74 empty] | 0 | 0
|  |  |  | 2.0325 | 20.3248 | 0 | 0 | 0 | 0 | 0 | 0 | 0.173 | 0 | 20.325 | 20.325 | 0 | 0 | 0 | 0 | 0 | 0 | 0 | 0 | 0 | [74 empty] | 0 | 0
|  |  |  | 2.0332 | 20.3324 | 0 | 0 | 0 | 0 | 0 | 0 | 0.173 | 0 | 20.332 | 20.332 | 0 | 0 | 0 | 0 | 0 | 0 | 0 | 0 | 0 | [74 empty] | 0 | 0
|  |  |  | 2.0476 | 20.4761 | 0 | 0 | 0 | 0 | 0 | 0 | 0.173 | 0 | 20.476 | 20.476 | 0 | 0 | 0 | 0 | 0 | 0 | 0 | 0 | 0 | [74 empty] | 0 | 0
|  |  |  | 2.0336 | 20.336 | 0 | 0 | 0 | 0 | 0 | 0 | 0.173 | 0 | 20.336 | 20.336 | 0 | 0 | 0 | 0 | 0 | 0 | 0 | 0 | 0 | [74 empty] | 0 | 0
|  |  |  | 2.0334 | 20.3342 | 0 | 0 | 0 | 0 | 0 | 0 | 0.173 | 0 | 20.334 | 20.334 | 0 | 0 | 0 | 0 | 0 | 0 | 0 | 0 | 0 | [74 empty] | 0 | 0
|  |  |  | 2.0332 | 20.3325 | 0 | 0 | 0 | 0 | 0 | 0 | 0.173 | 0 | 20.332 | 20.332 | 0 | 0 | 0 | 0 | 0 | 0 | 0 | 0 | 0 | [74 empty] | 0 | 0
|  |  |  | 2.033 | 20.33 | 0 | 0 | 0 | 0 | 0 | 0 | 0.173 | 0 | 20.33 | 20.33 | 0 | 0 | 0 | 0 | 0 | 0 | 0 | 0 | 0 | [74 empty] | 0 | 0
|  |  |  | 2.0403 | 20.4029 | 0 | 0 | 0 | 0 | 0 | 0 | 0.173 | 0 | 20.403 | 20.403 | 0 | 0 | 0 | 0 | 0 | 0 | 0 | 0 | 0 | [74 empty] | 0 | 0
|  |  |  | 1.927 | 19.2696 | 0 | 0 | 0 | 0 | 0 | 0 | 0.173 | 0 | 19.27 | 19.27 | 0 | 0 | 0 | 0 | 0 | 0 | 0 | 0 | 0 | [74 empty] | 0 | 0
|  |  |  | 1.7013 | 17.0133 | 0 | 0 | 0 | 0 | 0 | 0 | 0.173 | 0 | 17.013 | 16.504 | 0 | 0.509 | 0 | 0 | 0.509 | 0 | 0 | 0 | 0 | [74 empty] | 0 | 0
|  |  |  | 1.6997 | 16.9967 | 0 | 0 | 0 | 0 | 0 | 0 | 0.173 | 0 | 16.997 | 16.633 | 0 | 0.364 | 0 | 0 | 0.364 | 0 | 0 | 0 | 0 | [74 empty] | 0 | 0
|  |  |  | 1.7009 | 17.0088 | 0 | 0 | 0 | 0 | 0 | 0 | 0.173 | 0 | 17.009 | 10.102 | 0 | 6.907 | 0 | 0 | 6.907 | 0 | 0 | 0 | 0 | [74 empty] | 12 | 0
|  |  |  | 1.7027 | 17.0273 | 0 | 0 | 0 | 0 | 0 | 0 | 0.173 | 0 | 17.027 | 0 | 0 | 20.241 | 0 | 3.214 | 17.027 | 0 | 0 | 0 | 0 | [74 empty] | 11 | 0
|  |  |  | 1.7031 | 17.0315 | 0 | 0 | 0 | 0 | 0 | 0 | 0.173 | 0 | 17.031 | 0 | 0 | 66.584 | 0 | 49.553 | 17.031 | 0 | 0 | 0 | 0 | [74 empty] | 10 | 0
|  |  |  | 1.7156 | 17.1558 | 0 | 0 | 0 | 0 | 0 | 0 | 0.173 | 0 | 17.156 | 0 | 0 | 53.046 | 0 | 35.891 | 17.155 | 0 | 0 | 0 | 0 | [74 empty] | 9 | 0
|  |  |  | 1.7025 | 17.0247 | 0 | 0 | 0 | 0 | 0 | 0 | 0.173 | 0 | 17.025 | 0 | 0 | 81.198 | 0 | 64.174 | 17.024 | 0 | 0 | 0 | 0 | [74 empty] | 8 | 0
|  |  |  | 1.8883 | 18.8829 | 0 | 0 | 0 | 0 | 0 | 0 | 0.173 | 0 | 18.883 | 0 | 0 | 85.561 | 0 | 66.678 | 18.883 | 0 | 0 | 0 | 0 | [74 empty] | 7 | 0
|  |  |  | 1.9787 | 19.7868 | 0 | 0 | 0 | 0 | 0 | 0 | 0.173 | 0 | 19.787 | 0 | 0 | 83.816 | 0 | 64.029 | 19.787 | 0 | 0 | 0 | 0 | [74 empty] | 6 | 0
|  |  |  | 2.0251 | 20.2514 | 0 | 0 | 0 | 0 | 0 | 0 | 0.173 | 0 | 20.251 | 0 | 0 | 76.531 | 0 | 56.279 | 20.252 | 0 | 0 | 0 | 0 | [74 empty] | 5 | 0
|  |  |  | 2.2832 | 22.8321 | 0 | 0 | 0 | 0 | 0 | 0 | 0.173 | 0 | 22.832 | 0 | 0 | 36.804 | 0 | 13.972 | 22.832 | 0 | 0 | 0 | 0 | [74 empty] | 4 | 0
|  |  |  | 2.2252 | 22.2515 | 0 | 0 | 0 | 0 | 0 | 0 | 0.173 | 0 | 22.252 | 0 | 0 | 39.363 | 0 | 17.112 | 22.251 | 0 | 0 | 0 | 0 | [74 empty] | 3 | 0
|  |  |  | 2.0183 | 20.1834 | 0 | 0 | 0 | 0 | 0 | 0 | 0.173 | 0 | 20.183 | 9.248 | 0 | 10.935 | 0 | 0 | 10.935 | 0 | 0 | 0 | 0 | [74 empty] | 2 | 0
|  |  |  | 1.8314 | 18.3144 | 0 | 0 | 0 | 0 | 0 | 0 | 0.173 | 0 | 18.314 | 11.553 | 0 | 6.762 | 0 | 0 | 6.762 | 0 | 0 | 0 | 0 | [74 empty] | 1 | 0
|  |  |  | 2.044 | 20.4395 | 0 | 0 | 0 | 0 | 0 | 0 | 0.173 | 0 | 20.439 | 20.439 | 0 | 0 | 0 | 0 | 0 | 0 | 0 | 0 | 0 | [74 empty] | 0 | 0
|  |  |  | 2.0401 | 20.4009 | 0 | 0 | 0 | 0 | 0 | 0 | 0.173 | 0 | 20.401 | 20.401 | 0 | 0 | 0 | 0 | 0 | 0 | 0 | 0 | 0 | [74 empty] | 0 | 0
|  |  |  | 2.0341 | 20.3407 | 0 | 0 | 0 | 0 | 0 | 0 | 0.173 | 0 | 20.341 | 20.341 | 0 | 0 | 0 | 0 | 0 | 0 | 0 | 0 | 0 | [74 empty] | 0 | 0
|  |  |  | 2.0471 | 20.4714 | 0 | 0 | 0 | 0 | 0 | 0 | 0.173 | 0 | 20.471 | 20.471 | 0 | 0 | 0 | 0 | 0 | 0 | 0 | 0 | 0 | [74 empty] | 0 | 0
|  |  |  | 2.0339 | 20.3393 | 0 | 0 | 0 | 0 | 0 | 0 | 0.173 | 0 | 20.339 | 20.339 | 0 | 0 | 0 | 0 | 0 | 0 | 0 | 0 | 0 | [74 empty] | 0 | 0
|  |  |  | 2.034 | 20.3399 | 0 | 0 | 0 | 0 | 0 | 0 | 0.173 | 0 | 20.34 | 20.34 | 0 | 0 | 0 | 0 | 0 | 0 | 0 | 0 | 0 | [74 empty] | 0 | 0
|  |  |  | 2.0338 | 20.3376 | 0 | 0 | 0 | 0 | 0 | 0 | 0.173 | 0 | 20.338 | 20.338 | 0 | 0 | 0 | 0 | 0 | 0 | 0 | 0 | 0 | [74 empty] | 0 | 0
|  |  |  | 2.0337 | 20.3374 | 0 | 0 | 0 | 0 | 0 | 0 | 0.173 | 0 | 20.337 | 20.337 | 0 | 0 | 0 | 0 | 0 | 0 | 0 | 0 | 0 | [74 empty] | 0 | 0
|  |  |  | 2.0412 | 20.4124 | 0 | 0 | 0 | 0 | 0 | 0 | 0.173 | 0 | 20.412 | 20.412 | 0 | 0 | 0 | 0 | 0 | 0 | 0 | 0 | 0 | [74 empty] | 0 | 0
|  |  |  | 1.9276 | 19.2762 | 0 | 0 | 0 | 0 | 0 | 0 | 0.173 | 0 | 19.276 | 19.276 | 0 | 0 | 0 | 0 | 0 | 0 | 0 | 0 | 0 | [74 empty] | 0 | 0
|  |  |  | 1.7017 | 17.0167 | 0 | 0 | 0 | 0 | 0 | 0 | 0.173 | 0 | 17.017 | 12.756 | 0 | 4.261 | 0 | 0 | 4.261 | 0 | 0 | 0 | 0 | [74 empty] | 14 | 0
|  |  |  | 1.6996 | 16.9956 | 0 | 0 | 0 | 0 | 0 | 0 | 0.173 | 0 | 16.996 | 0 | 0 | 22.743 | 0 | 5.747 | 16.996 | 0 | 0 | 0 | 0 | [74 empty] | 13 | 0
|  |  |  | 1.6997 | 16.9968 | 0 | 0 | 0 | 0 | 0 | 0 | 0.173 | 0 | 16.997 | 0 | 0 | 30.813 | 0 | 13.816 | 16.997 | 0 | 0 | 0 | 0 | [74 empty] | 12 | 0
|  |  |  | 1.7003 | 17.0034 | 0 | 0 | 0 | 0 | 0 | 0 | 0.173 | 0 | 17.003 | 0 | 0 | 53.686 | 0 | 36.683 | 17.003 | 0 | 0 | 0 | 0 | [74 empty] | 11 | 0
|  |  |  | 1.7004 | 17.004 | 0 | 0 | 0 | 0 | 0 | 0 | 0.173 | 0 | 17.004 | 0 | 0 | 87.902 | 0 | 70.898 | 17.004 | 0 | 0 | 0 | 0 | [74 empty] | 10 | 0
|  |  |  | 1.7131 | 17.1312 | 0 | 0 | 0 | 0 | 0 | 0 | 0.173 | 0 | 17.131 | 0 | 0 | 98.619 | 0 | 81.488 | 17.131 | 0 | 0 | 0 | 0 | [74 empty] | 9 | 0
|  |  |  | 1.7003 | 17.0034 | 0 | 0 | 0 | 0 | 0 | 0 | 0.173 | 0 | 17.003 | 0 | 0 | 103.912 | 0 | 86.908 | 17.004 | 0 | 0 | 0 | 0 | [74 empty] | 8 | 0
|  |  |  | 1.7024 | 17.0234 | 0 | 0 | 0 | 0 | 0 | 0 | 0.173 | 0 | 17.023 | 0 | 0 | 107.154 | 0 | 90.131 | 17.023 | 0 | 0 | 0 | 0 | [74 empty] | 7 | 0
|  |  |  | 2.0978 | 20.9784 | 0 | 0 | 0 | 0 | 0 | 0 | 0.173 | 0 | 20.978 | 0 | 0 | 90.039 | 0 | 69.061 | 20.978 | 0 | 0 | 0 | 0 | [74 empty] | 6 | 0
|  |  |  | 1.7026 | 17.0258 | 0 | 0 | 0 | 0 | 0 | 0 | 0.173 | 0 | 17.026 | 0 | 0 | 78.436 | 0 | 61.41 | 17.026 | 0 | 0 | 0 | 0 | [74 empty] | 5 | 0
|  |  |  | 1.6992 | 16.9922 | 0 | 0 | 0 | 0 | 0 | 0 | 0.173 | 0 | 16.992 | 0 | 0 | 68.228 | 0 | 51.235 | 16.993 | 0 | 0 | 0 | 0 | [74 empty] | 4 | 0
|  |  |  | 1.6985 | 16.9854 | 0 | 0 | 0 | 0 | 0 | 0 | 0.173 | 0 | 16.985 | 0 | 0 | 50.182 | 0 | 33.196 | 16.986 | 0 | 0 | 0 | 0 | [74 empty] | 3 | 0
|  |  |  | 1.6979 | 16.979 | 0 | 0 | 0 | 0 | 0 | 0 | 0.173 | 0 | 16.979 | 0 | 0 | 25.127 | 0 | 8.148 | 16.979 | 0 | 0 | 0 | 0 | [74 empty] | 2 | 0
|  |  |  | 1.7615 | 17.6153 | 0 | 0 | 0 | 0 | 0 | 0 | 0.173 | 0 | 17.615 | 14.213 | 0 | 3.403 | 0 | 0 | 3.403 | 0 | 0 | 0 | 0 | [74 empty] | 1 | 0
|  |  |  | 2.0431 | 20.4307 | 0 | 0 | 0 | 0 | 0 | 0 | 0.173 | 0 | 20.431 | 20.431 | 0 | 0 | 0 | 0 | 0 | 0 | 0 | 0 | 0 | [74 empty] | 0 | 0
|  |  |  | 2.039 | 20.3899 | 0 | 0 | 0 | 0 | 0 | 0 | 0.173 | 0 | 20.39 | 20.39 | 0 | 0 | 0 | 0 | 0 | 0 | 0 | 0 | 0 | [74 empty] | 0 | 0
|  |  |  | 2.0333 | 20.3328 | 0 | 0 | 0 | 0 | 0 | 0 | 0.173 | 0 | 20.333 | 20.333 | 0 | 0 | 0 | 0 | 0 | 0 | 0 | 0 | 0 | [74 empty] | 0 | 0
|  |  |  | 2.0465 | 20.4655 | 0 | 0 | 0 | 0 | 0 | 0 | 0.173 | 0 | 20.465 | 20.465 | 0 | 0 | 0 | 0 | 0 | 0 | 0 | 0 | 0 | [74 empty] | 0 | 0
|  |  |  | 2.0333 | 20.333 | 0 | 0 | 0 | 0 | 0 | 0 | 0.173 | 0 | 20.333 | 20.333 | 0 | 0 | 0 | 0 | 0 | 0 | 0 | 0 | 0 | [74 empty] | 0 | 0
|  |  |  | 2.0332 | 20.332 | 0 | 0 | 0 | 0 | 0 | 0 | 0.173 | 0 | 20.332 | 20.332 | 0 | 0 | 0 | 0 | 0 | 0 | 0 | 0 | 0 | [74 empty] | 0 | 0
|  |  |  | 2.0332 | 20.3318 | 0 | 0 | 0 | 0 | 0 | 0 | 0.173 | 0 | 20.332 | 20.332 | 0 | 0 | 0 | 0 | 0 | 0 | 0 | 0 | 0 | [74 empty] | 0 | 0
|  |  |  | 2.0333 | 20.3326 | 0 | 0 | 0 | 0 | 0 | 0 | 0.173 | 0 | 20.333 | 20.333 | 0 | 0 | 0 | 0 | 0 | 0 | 0 | 0 | 0 | [74 empty] | 0 | 0
|  |  |  | 2.0406 | 20.4059 | 0 | 0 | 0 | 0 | 0 | 0 | 0.173 | 0 | 20.406 | 20.406 | 0 | 0 | 0 | 0 | 0 | 0 | 0 | 0 | 0 | [74 empty] | 0 | 0
|  |  |  | 1.927 | 19.2699 | 0 | 0 | 0 | 0 | 0 | 0 | 0.173 | 0 | 19.27 | 19.27 | 0 | 0 | 0 | 0 | 0 | 0 | 0 | 0 | 0 | [74 empty] | 0 | 0
|  |  |  | 3.181 | 31.8103 | 0 | 0 | 0 | 0 | 0 | 0 | 0.173 | 0 | 31.81 | 27.622 | 0 | 4.188 | 0 | 0 | 4.188 | 0 | 0 | 0 | 0 | [74 empty] | 13 | 0
|  |  |  | 6.5638 | 65.6381 | 0 | 0 | 0 | 0 | 0 | 0 | 0.173 | 0 | 65.638 | 43.128 | 0 | 22.51 | 0 | 0 | 22.51 | 0 | 0 | 0 | 0 | [74 empty] | 12 | 0
|  |  |  | 7.9984 | 79.9836 | 0 | 0 | 0 | 0 | 0 | 0 | 0.173 | 0 | 79.984 | 46.321 | 0 | 33.663 | 0 | 0 | 33.663 | 0 | 0 | 0 | 0 | [74 empty] | 11 | 0
|  |  |  | 7.9992 | 79.9925 | 0 | 0 | 0 | 0 | 0 | 0 | 0.173 | 0 | 79.992 | 29.113 | 0 | 50.88 | 0 | 0 | 50.88 | 0 | 0 | 0 | 0 | [74 empty] | 10 | 0
|  |  |  | 8.1952 | 81.9521 | 0 | 0 | 0 | 0 | 0 | 0 | 0.173 | 0 | 81.952 | 0 | 0 | 85.11 | 0 | 3.158 | 81.952 | 0 | 0 | 0 | 0 | [74 empty] | 9 | 0
|  |  |  | 8.3403 | 83.4027 | 0 | 0 | 0 | 0 | 0 | 0 | 0.173 | 0 | 83.403 | 0 | 0 | 94.853 | 0 | 11.45 | 83.403 | 0 | 0 | 0 | 0 | [74 empty] | 8 | 0
|  |  |  | 8.4252 | 84.2516 | 0 | 0 | 0 | 0 | 0 | 0 | 0.173 | 0 | 84.252 | 0 | 0 | 103.374 | 0 | 19.122 | 84.252 | 0 | 0 | 0 | 0 | [74 empty] | 7 | 0
|  |  |  | 8.4059 | 84.0587 | 0 | 0 | 0 | 0 | 0 | 0 | 0.173 | 0 | 84.059 | 0 | 0 | 103.577 | 0 | 19.519 | 84.058 | 0 | 0 | 0 | 0 | [74 empty] | 6 | 0
|  |  |  | 8.6935 | 86.935 | 0 | 0 | 0 | 0 | 0 | 0 | 0.173 | 0 | 86.935 | 0 | 0 | 101.861 | 0 | 14.926 | 86.935 | 0 | 0 | 0 | 0 | [74 empty] | 5 | 0
|  |  |  | 9.0592 | 90.5917 | 0 | 0 | 0 | 0 | 0 | 0 | 0.173 | 0 | 90.592 | 0 | 0 | 91.188 | 0 | 0.596 | 90.592 | 0 | 0 | 0 | 0 | [74 empty] | 4 | 0
|  |  |  | 9.1489 | 91.4888 | 0 | 0 | 0 | 0 | 0 | 0 | 0.173 | 0 | 91.489 | 14.958 | 0 | 76.531 | 0 | 0 | 76.531 | 0 | 0 | 0 | 0 | [74 empty] | 3 | 0
|  |  |  | 7.1958 | 71.958 | 0 | 0 | 0 | 0 | 0 | 0 | 0.173 | 0 | 71.958 | 16.789 | 0 | 55.17 | 0 | 0 | 55.17 | 0 | 0 | 0 | 0 | [74 empty] | 2 | 0
|  |  |  | 6.8741 | 68.7414 | 0 | 0 | 0 | 0 | 0 | 0 | 0.173 | 0 | 68.741 | 39.528 | 0 | 29.213 | 0 | 0 | 29.213 | 0 | 0 | 0 | 0 | [74 empty] | 1 | 0
|  |  |  | 6.7533 | 67.5329 | 0 | 0 | 0 | 0 | 0 | 0 | 0.173 | 0 | 67.533 | 60.858 | 0 | 6.674 | 0 | 0 | 6.674 | 0 | 0 | 0 | 0 | [74 empty] | 0 | 0
|  |  |  | 6.8532 | 68.5319 | 0 | 0 | 0 | 0 | 0 | 0 | 0.173 | 0 | 68.532 | 68.532 | 0 | 0 | 0 | 0 | 0 | 0 | 0 | 0 | 0 | [74 empty] | 0 | 0
|  |  |  | 2.0374 | 20.3744 | 0 | 0 | 0 | 0 | 0 | 0 | 0.173 | 0 | 20.374 | 20.374 | 0 | 0 | 0 | 0 | 0 | 0 | 0 | 0 | 0 | [74 empty] | 0 | 0
|  |  |  | 2.033 | 20.3301 | 0 | 0 | 0 | 0 | 0 | 0 | 0.173 | 0 | 20.33 | 20.33 | 0 | 0 | 0 | 0 | 0 | 0 | 0 | 0 | 0 | [74 empty] | 0 | 0
|  |  |  | 2.0472 | 20.4716 | 0 | 0 | 0 | 0 | 0 | 0 | 0.173 | 0 | 20.472 | 20.472 | 0 | 0 | 0 | 0 | 0 | 0 | 0 | 0 | 0 | [74 empty] | 0 | 0
|  |  |  | 2.0331 | 20.3311 | 0 | 0 | 0 | 0 | 0 | 0 | 0.173 | 0 | 20.331 | 20.331 | 0 | 0 | 0 | 0 | 0 | 0 | 0 | 0 | 0 | [74 empty] | 0 | 0
|  |  |  | 2.0331 | 20.331 | 0 | 0 | 0 | 0 | 0 | 0 | 0.173 | 0 | 20.331 | 20.331 | 0 | 0 | 0 | 0 | 0 | 0 | 0 | 0 | 0 | [74 empty] | 0 | 0
|  |  |  | 2.0329 | 20.3288 | 0 | 0 | 0 | 0 | 0 | 0 | 0.173 | 0 | 20.329 | 20.329 | 0 | 0 | 0 | 0 | 0 | 0 | 0 | 0 | 0 | [74 empty] | 0 | 0
|  |  |  | 2.0325 | 20.3252 | 0 | 0 | 0 | 0 | 0 | 0 | 0.173 | 0 | 20.325 | 20.325 | 0 | 0 | 0 | 0 | 0 | 0 | 0 | 0 | 0 | [74 empty] | 0 | 0
|  |  |  | 2.068 | 20.6795 | 0 | 0 | 0 | 0 | 0 | 0 | 0.173 | 0 | 20.679 | 20.679 | 0 | 0 | 0 | 0 | 0 | 0 | 0 | 0 | 0 | [74 empty] | 0 | 0
|  |  |  | 1.9506 | 19.5055 | 0 | 0 | 0 | 0 | 0 | 0 | 0.173 | 0 | 19.505 | 19.505 | 0 | 0 | 0 | 0 | 0 | 0 | 0 | 0 | 0 | [74 empty] | 0 | 0
|  |  |  | 3.1852 | 31.8515 | 0 | 0 | 0 | 0 | 0 | 0 | 0.173 | 0 | 31.851 | 27.373 | 0 | 4.479 | 0 | 0 | 4.479 | 0 | 0 | 0 | 0 | [74 empty] | 14 | 0
|  |  |  | 6.5764 | 65.7636 | 0 | 0 | 0 | 0 | 0 | 0 | 0.173 | 0 | 65.764 | 41.363 | 0 | 24.4 | 0 | 0 | 24.4 | 0 | 0 | 0 | 0 | [74 empty] | 13 | 0
|  |  |  | 8.0855 | 80.855 | 0 | 0 | 0 | 0 | 0 | 0 | 0.173 | 0 | 80.855 | 29.757 | 0 | 51.098 | 0 | 0 | 51.098 | 0 | 0 | 0 | 0 | [74 empty] | 12 | 0
|  |  |  | 8.1732 | 81.7325 | 0 | 0 | 0 | 0 | 0 | 0 | 0.173 | 0 | 81.732 | 6.961 | 0 | 74.771 | 0 | 0 | 74.771 | 0 | 0 | 0 | 0 | [74 empty] | 11 | 0
|  |  |  | 8.3972 | 83.9717 | 0 | 0 | 0 | 0 | 0 | 0 | 0.173 | 0 | 83.972 | 0 | 0 | 92.831 | 0 | 8.86 | 83.971 | 0 | 0 | 0 | 0 | [74 empty] | 10 | 0
|  |  |  | 8.6699 | 86.6991 | 0 | 0 | 0 | 0 | 0 | 0 | 0.173 | 0 | 86.699 | 0 | 0 | 104.842 | 0 | 18.143 | 86.699 | 0 | 0 | 0 | 0 | [74 empty] | 9 | 0
|  |  |  | 8.868 | 88.6799 | 0 | 0 | 0 | 0 | 0 | 0 | 0.173 | 0 | 88.68 | 0 | 0 | 110.921 | 0 | 22.241 | 88.68 | 0 | 0 | 0 | 0 | [74 empty] | 8 | 0
|  |  |  | 9.1688 | 91.6878 | 0 | 0 | 0 | 0 | 0 | 0 | 0.173 | 0 | 91.688 | 0 | 0 | 113.785 | 0 | 22.097 | 91.688 | 0 | 0 | 0 | 0 | [74 empty] | 7 | 0
|  |  |  | 9.5957 | 95.957 | 0 | 0 | 0 | 0 | 0 | 0 | 0.173 | 0 | 95.957 | 0 | 0 | 110.572 | 0 | 14.615 | 95.957 | 0 | 0 | 0 | 0 | [74 empty] | 6 | 0
|  |  |  | 9.7115 | 97.115 | 0 | 0 | 0 | 0 | 0 | 0 | 0.173 | 0 | 97.115 | 0 | 0 | 99.433 | 0 | 2.318 | 97.115 | 0 | 0 | 0 | 0 | [74 empty] | 5 | 0
|  |  |  | 9.6057 | 96.0569 | 0 | 0 | 0 | 0 | 0 | 0 | 0.173 | 0 | 96.057 | 14.03 | 0 | 82.027 | 0 | 0 | 82.027 | 0 | 0 | 0 | 0 | [74 empty] | 4 | 0
|  |  |  | 7.682 | 76.8202 | 0 | 0 | 0 | 0 | 0 | 0 | 0.173 | 0 | 76.82 | 18.117 | 0 | 58.703 | 0 | 0 | 58.703 | 0 | 0 | 0 | 0 | [74 empty] | 3 | 0
|  |  |  | 7.2112 | 72.1122 | 0 | 0 | 0 | 0 | 0 | 0 | 0.173 | 0 | 72.112 | 40.776 | 0 | 31.336 | 0 | 0 | 31.336 | 0 | 0 | 0 | 0 | [74 empty] | 2 | 0
|  |  |  | 7.0694 | 70.6942 | 0 | 0 | 0 | 0 | 0 | 0 | 0.173 | 0 | 70.694 | 62.813 | 0 | 7.881 | 0 | 0 | 7.881 | 0 | 0 | 0 | 0 | [74 empty] | 1 | 0
|  |  |  | 7.2511 | 72.5109 | 0 | 0 | 0 | 0 | 0 | 0 | 0.173 | 0 | 72.511 | 72.511 | 0 | 0 | 0 | 0 | 0 | 0 | 0 | 0 | 0 | [74 empty] | 0 | 0
|  |  |  | 2.0333 | 20.3331 | 0 | 0 | 0 | 0 | 0 | 0 | 0.173 | 0 | 20.333 | 20.333 | 0 | 0 | 0 | 0 | 0 | 0 | 0 | 0 | 0 | [74 empty] | 0 | 0
|  |  |  | 2.034 | 20.3402 | 0 | 0 | 0 | 0 | 0 | 0 | 0.173 | 0 | 20.34 | 20.34 | 0 | 0 | 0 | 0 | 0 | 0 | 0 | 0 | 0 | [74 empty] | 0 | 0
|  |  |  | 2.0482 | 20.482 | 0 | 0 | 0 | 0 | 0 | 0 | 0.173 | 0 | 20.482 | 20.482 | 0 | 0 | 0 | 0 | 0 | 0 | 0 | 0 | 0 | [74 empty] | 0 | 0
|  |  |  | 2.0341 | 20.3414 | 0 | 0 | 0 | 0 | 0 | 0 | 0.173 | 0 | 20.341 | 20.341 | 0 | 0 | 0 | 0 | 0 | 0 | 0 | 0 | 0 | [74 empty] | 0 | 0
|  |  |  | 2.0341 | 20.3415 | 0 | 0 | 0 | 0 | 0 | 0 | 0.173 | 0 | 20.341 | 20.341 | 0 | 0 | 0 | 0 | 0 | 0 | 0 | 0 | 0 | [74 empty] | 0 | 0
|  |  |  | 2.0341 | 20.3405 | 0 | 0 | 0 | 0 | 0 | 0 | 0.173 | 0 | 20.34 | 20.34 | 0 | 0 | 0 | 0 | 0 | 0 | 0 | 0 | 0 | [74 empty] | 0 | 0
|  |  |  | 2.0338 | 20.3384 | 0 | 0 | 0 | 0 | 0 | 0 | 0.173 | 0 | 20.338 | 20.338 | 0 | 0 | 0 | 0 | 0 | 0 | 0 | 0 | 0 | [74 empty] | 0 | 0
|  |  |  | 2.0413 | 20.4134 | 0 | 0 | 0 | 0 | 0 | 0 | 0.173 | 0 | 20.413 | 20.413 | 0 | 0 | 0 | 0 | 0 | 0 | 0 | 0 | 0 | [74 empty] | 0 | 0
|  |  |  | 1.9279 | 19.2785 | 0 | 0 | 0 | 0 | 0 | 0 | 0.173 | 0 | 19.278 | 19.278 | 0 | 0 | 0 | 0 | 0 | 0 | 0 | 0 | 0 | [74 empty] | 0 | 0
|  |  |  | 3.2472 | 32.4718 | 0 | 0 | 0 | 0 | 0 | 0 | 0.173 | 0 | 32.472 | 28.095 | 0 | 4.377 | 0 | 0 | 4.377 | 0 | 0 | 0 | 0 | [74 empty] | 14 | 0
|  |  |  | 6.5808 | 65.808 | 0 | 0 | 0 | 0 | 0 | 0 | 0.173 | 0 | 65.808 | 41.408 | 0 | 24.4 | 0 | 0 | 24.4 | 0 | 0 | 0 | 0 | [74 empty] | 13 | 0
|  |  |  | 8.1228 | 81.2279 | 0 | 0 | 0 | 0 | 0 | 0 | 0.173 | 0 | 81.228 | 29.461 | 0 | 51.767 | 0 | 0 | 51.767 | 0 | 0 | 0 | 0 | [74 empty] | 12 | 0
|  |  |  | 8.4068 | 84.0677 | 0 | 0 | 0 | 0 | 0 | 0 | 0.173 | 0 | 84.068 | 8.002 | 0 | 76.065 | 0 | 0 | 76.065 | 0 | 0 | 0 | 0 | [74 empty] | 11 | 0
|  |  |  | 8.9532 | 89.5317 | 0 | 0 | 0 | 0 | 0 | 0 | 0.173 | 0 | 89.532 | 0 | 0 | 94.853 | 0 | 5.321 | 89.532 | 0 | 0 | 0 | 0 | [74 empty] | 10 | 0
|  |  |  | 9.51 | 95.0999 | 0 | 0 | 0 | 0 | 0 | 0 | 0.173 | 0 | 95.1 | 0 | 0 | 107.154 | 0 | 12.055 | 95.099 | 0 | 0 | 0 | 0 | [74 empty] | 9 | 0
|  |  |  | 9.8244 | 98.2435 | 0 | 0 | 0 | 0 | 0 | 0 | 0.173 | 0 | 98.243 | 0 | 0 | 112.971 | 0 | 14.728 | 98.243 | 0 | 0 | 0 | 0 | [74 empty] | 8 | 0
|  |  |  | 9.833 | 98.3304 | 0 | 0 | 0 | 0 | 0 | 0 | 0.173 | 0 | 98.33 | 0 | 0 | 114.832 | 0 | 16.502 | 98.33 | 0 | 0 | 0 | 0 | [74 empty] | 7 | 0
|  |  |  | 10.0156 | 100.156 | 0 | 0 | 0 | 0 | 0 | 0 | 0.173 | 0 | 100.156 | 0 | 0 | 109.728 | 0 | 9.573 | 100.155 | 0 | 0 | 0 | 0 | [74 empty] | 6 | 0
|  |  |  | 10.1552 | 101.552 | 0 | 0 | 0 | 0 | 0 | 0 | 0.173 | 0 | 101.552 | 3.485 | 0 | 98.066 | 0 | 0 | 98.066 | 0 | 0 | 0 | 0 | [74 empty] | 5 | 0
|  |  |  | 10.0872 | 100.872 | 0 | 0 | 0 | 0 | 0 | 0 | 0.173 | 0 | 100.872 | 20.197 | 0 | 80.675 | 0 | 0 | 80.675 | 0 | 0 | 0 | 0 | [74 empty] | 4 | 0
|  |  |  | 8.1529 | 81.529 | 0 | 0 | 0 | 0 | 0 | 0 | 0.173 | 0 | 81.529 | 23.887 | 0 | 57.642 | 0 | 0 | 57.642 | 0 | 0 | 0 | 0 | [74 empty] | 3 | 0
|  |  |  | 7.7827 | 77.8269 | 0 | 0 | 0 | 0 | 0 | 0 | 0.173 | 0 | 77.827 | 47.159 | 0 | 30.667 | 0 | 0 | 30.667 | 0 | 0 | 0 | 0 | [74 empty] | 2 | 0
|  |  |  | 7.3718 | 73.7184 | 0 | 0 | 0 | 0 | 0 | 0 | 0.173 | 0 | 73.718 | 66.113 | 0 | 7.605 | 0 | 0 | 7.605 | 0 | 0 | 0 | 0 | [74 empty] | 1 | 0
|  |  |  | 7.3193 | 73.1929 | 0 | 0 | 0 | 0 | 0 | 0 | 0.173 | 0 | 73.193 | 73.193 | 0 | 0 | 0 | 0 | 0 | 0 | 0 | 0 | 0 | [74 empty] | 0 | 0
|  |  |  | 2.0388 | 20.3882 | 0 | 0 | 0 | 0 | 0 | 0 | 0.173 | 0 | 20.388 | 20.388 | 0 | 0 | 0 | 0 | 0 | 0 | 0 | 0 | 0 | [74 empty] | 0 | 0
|  |  |  | 2.0343 | 20.3428 | 0 | 0 | 0 | 0 | 0 | 0 | 0.173 | 0 | 20.343 | 20.343 | 0 | 0 | 0 | 0 | 0 | 0 | 0 | 0 | 0 | [74 empty] | 0 | 0
|  |  |  | 2.0485 | 20.485 | 0 | 0 | 0 | 0 | 0 | 0 | 0.173 | 0 | 20.485 | 20.485 | 0 | 0 | 0 | 0 | 0 | 0 | 0 | 0 | 0 | [74 empty] | 0 | 0
|  |  |  | 2.0346 | 20.3464 | 0 | 0 | 0 | 0 | 0 | 0 | 0.173 | 0 | 20.346 | 20.346 | 0 | 0 | 0 | 0 | 0 | 0 | 0 | 0 | 0 | [74 empty] | 0 | 0
|  |  |  | 2.0345 | 20.345 | 0 | 0 | 0 | 0 | 0 | 0 | 0.173 | 0 | 20.345 | 20.345 | 0 | 0 | 0 | 0 | 0 | 0 | 0 | 0 | 0 | [74 empty] | 0 | 0
|  |  |  | 2.0343 | 20.3435 | 0 | 0 | 0 | 0 | 0 | 0 | 0.173 | 0 | 20.344 | 20.344 | 0 | 0 | 0 | 0 | 0 | 0 | 0 | 0 | 0 | [74 empty] | 0 | 0
|  |  |  | 2.0343 | 20.3427 | 0 | 0 | 0 | 0 | 0 | 0 | 0.173 | 0 | 20.343 | 20.343 | 0 | 0 | 0 | 0 | 0 | 0 | 0 | 0 | 0 | [74 empty] | 0 | 0
|  |  |  | 2.0416 | 20.4164 | 0 | 0 | 0 | 0 | 0 | 0 | 0.173 | 0 | 20.416 | 20.416 | 0 | 0 | 0 | 0 | 0 | 0 | 0 | 0 | 0 | [74 empty] | 0 | 0
|  |  |  | 1.928 | 19.2797 | 0 | 0 | 0 | 0 | 0 | 0 | 0.173 | 0 | 19.28 | 19.28 | 0 | 0 | 0 | 0 | 0 | 0 | 0 | 0 | 0 | [74 empty] | 0 | 0
|  |  |  | 3.3985 | 33.9849 | 0 | 0 | 0 | 0 | 0 | 0 | 0.173 | 0 | 33.985 | 29.724 | 0 | 4.261 | 0 | 0 | 4.261 | 0 | 0 | 0 | 0 | [74 empty] | 14 | 0
|  |  |  | 6.7446 | 67.4457 | 0 | 0 | 0 | 0 | 0 | 0 | 0.173 | 0 | 67.446 | 42.987 | 0 | 24.458 | 0 | 0 | 24.458 | 0 | 0 | 0 | 0 | [74 empty] | 13 | 0
|  |  |  | 8.2463 | 82.463 | 0 | 0 | 0 | 0 | 0 | 0 | 0.173 | 0 | 82.463 | 30.769 | 0 | 51.694 | 0 | 0 | 51.694 | 0 | 0 | 0 | 0 | [74 empty] | 12 | 0
|  |  |  | 8.3046 | 83.0461 | 0 | 0 | 0 | 0 | 0 | 0 | 0.173 | 0 | 83.046 | 7.286 | 0 | 75.76 | 0 | 0 | 75.76 | 0 | 0 | 0 | 0 | [74 empty] | 11 | 0
|  |  |  | 8.6244 | 86.2442 | 0 | 0 | 0 | 0 | 0 | 0 | 0.173 | 0 | 86.244 | 0 | 0 | 94.155 | 0 | 7.91 | 86.245 | 0 | 0 | 0 | 0 | [74 empty] | 10 | 0
|  |  |  | 8.8809 | 88.809 | 0 | 0 | 0 | 0 | 0 | 0 | 0.173 | 0 | 88.809 | 0 | 0 | 106.078 | 0 | 17.269 | 88.809 | 0 | 0 | 0 | 0 | [74 empty] | 9 | 0
|  |  |  | 9.1 | 90.9999 | 0 | 0 | 0 | 0 | 0 | 0 | 0.173 | 0 | 91 | 0 | 0 | 111.953 | 0 | 20.953 | 91 | 0 | 0 | 0 | 0 | [74 empty] | 8 | 0
|  |  |  | 9.0073 | 90.0726 | 0 | 0 | 0 | 0 | 0 | 0 | 0.173 | 0 | 90.073 | 0 | 0 | 112.055 | 0 | 21.982 | 90.073 | 0 | 0 | 0 | 0 | [74 empty] | 7 | 0
|  |  |  | 9.0566 | 90.5663 | 0 | 0 | 0 | 0 | 0 | 0 | 0.173 | 0 | 90.566 | 0 | 0 | 106.791 | 0 | 16.225 | 90.566 | 0 | 0 | 0 | 0 | [74 empty] | 6 | 0
|  |  |  | 9.0264 | 90.2641 | 0 | 0 | 0 | 0 | 0 | 0 | 0.173 | 0 | 90.264 | 0 | 0 | 98.066 | 0 | 7.802 | 90.264 | 0 | 0 | 0 | 0 | [74 empty] | 5 | 0
|  |  |  | 8.6305 | 86.3046 | 0 | 0 | 0 | 0 | 0 | 0 | 0.173 | 0 | 86.305 | 5.281 | 0 | 81.024 | 0 | 0 | 81.024 | 0 | 0 | 0 | 0 | [74 empty] | 4 | 0
|  |  |  | 7.0657 | 70.6566 | 0 | 0 | 0 | 0 | 0 | 0 | 0.173 | 0 | 70.657 | 12.492 | 0 | 58.165 | 0 | 0 | 58.165 | 0 | 0 | 0 | 0 | [74 empty] | 3 | 0
|  |  |  | 6.8808 | 68.8081 | 0 | 0 | 0 | 0 | 0 | 0 | 0.173 | 0 | 68.808 | 37.457 | 0 | 31.351 | 0 | 0 | 31.351 | 0 | 0 | 0 | 0 | [74 empty] | 2 | 0
|  |  |  | 6.7582 | 67.5821 | 0 | 0 | 0 | 0 | 0 | 0 | 0.173 | 0 | 67.582 | 59.715 | 0 | 7.867 | 0 | 0 | 7.867 | 0 | 0 | 0 | 0 | [74 empty] | 1 | 0
|  |  |  | 6.8548 | 68.5483 | 0 | 0 | 0 | 0 | 0 | 0 | 0.173 | 0 | 68.548 | 68.548 | 0 | 0 | 0 | 0 | 0 | 0 | 0 | 0 | 0 | [74 empty] | 0 | 0
|  |  |  | 2.0377 | 20.377 | 0 | 0 | 0 | 0 | 0 | 0 | 0.173 | 0 | 20.377 | 20.377 | 0 | 0 | 0 | 0 | 0 | 0 | 0 | 0 | 0 | [74 empty] | 0 | 0
|  |  |  | 2.0334 | 20.3341 | 0 | 0 | 0 | 0 | 0 | 0 | 0.173 | 0 | 20.334 | 20.334 | 0 | 0 | 0 | 0 | 0 | 0 | 0 | 0 | 0 | [74 empty] | 0 | 0
|  |  |  | 2.0479 | 20.479 | 0 | 0 | 0 | 0 | 0 | 0 | 0.173 | 0 | 20.479 | 20.479 | 0 | 0 | 0 | 0 | 0 | 0 | 0 | 0 | 0 | [74 empty] | 0 | 0
|  |  |  | 2.0341 | 20.3409 | 0 | 0 | 0 | 0 | 0 | 0 | 0.173 | 0 | 20.341 | 20.341 | 0 | 0 | 0 | 0 | 0 | 0 | 0 | 0 | 0 | [74 empty] | 0 | 0
|  |  |  | 2.0341 | 20.341 | 0 | 0 | 0 | 0 | 0 | 0 | 0.173 | 0 | 20.341 | 20.341 | 0 | 0 | 0 | 0 | 0 | 0 | 0 | 0 | 0 | [74 empty] | 0 | 0
|  |  |  | 2.0341 | 20.3408 | 0 | 0 | 0 | 0 | 0 | 0 | 0.173 | 0 | 20.341 | 20.341 | 0 | 0 | 0 | 0 | 0 | 0 | 0 | 0 | 0 | [74 empty] | 0 | 0
|  |  |  | 2.034 | 20.3403 | 0 | 0 | 0 | 0 | 0 | 0 | 0.173 | 0 | 20.34 | 20.34 | 0 | 0 | 0 | 0 | 0 | 0 | 0 | 0 | 0 | [74 empty] | 0 | 0
|  |  |  | 2.0708 | 20.7083 | 0 | 0 | 0 | 0 | 0 | 0 | 0.173 | 0 | 20.708 | 20.708 | 0 | 0 | 0 | 0 | 0 | 0 | 0 | 0 | 0 | [74 empty] | 0 | 0
|  |  |  | 1.952 | 19.5204 | 0 | 0 | 0 | 0 | 0 | 0 | 0.173 | 0 | 19.52 | 19.52 | 0 | 0 | 0 | 0 | 0 | 0 | 0 | 0 | 0 | [74 empty] | 0 | 0
|  |  |  | 3.2905 | 32.9053 | 0 | 0 | 0 | 0 | 0 | 0 | 0.173 | 0 | 32.905 | 28.645 | 0 | 4.261 | 0 | 0 | 4.261 | 0 | 0 | 0 | 0 | [74 empty] | 14 | 0
|  |  |  | 6.6752 | 66.7519 | 0 | 0 | 0 | 0 | 0 | 0 | 0.173 | 0 | 66.752 | 42.744 | 0 | 24.008 | 0 | 0 | 24.008 | 0 | 0 | 0 | 0 | [74 empty] | 13 | 0
|  |  |  | 8.225 | 82.25 | 0 | 0 | 0 | 0 | 0 | 0 | 0.173 | 0 | 82.25 | 31.167 | 0 | 51.083 | 0 | 0 | 51.083 | 0 | 0 | 0 | 0 | [74 empty] | 12 | 0
|  |  |  | 8.4004 | 84.0042 | 0 | 0 | 0 | 0 | 0 | 0 | 0.173 | 0 | 84.004 | 9.16 | 0 | 74.844 | 0 | 0 | 74.844 | 0 | 0 | 0 | 0 | [74 empty] | 11 | 0
|  |  |  | 8.7129 | 87.1294 | 0 | 0 | 0 | 0 | 0 | 0 | 0.173 | 0 | 87.129 | 0 | 0 | 92.511 | 0 | 5.382 | 87.129 | 0 | 0 | 0 | 0 | [74 empty] | 10 | 0
|  |  |  | 9.0008 | 90.0084 | 0 | 0 | 0 | 0 | 0 | 0 | 0.173 | 0 | 90.008 | 0 | 0 | 104.043 | 0 | 14.034 | 90.009 | 0 | 0 | 0 | 0 | [74 empty] | 9 | 0
|  |  |  | 9.3385 | 93.3855 | 0 | 0 | 0 | 0 | 0 | 0 | 0.173 | 0 | 93.386 | 0 | 0 | 109.714 | 0 | 16.328 | 93.386 | 0 | 0 | 0 | 0 | [74 empty] | 8 | 0
|  |  |  | 9.4809 | 94.8089 | 0 | 0 | 0 | 0 | 0 | 0 | 0.173 | 0 | 94.809 | 0 | 0 | 110.208 | 0 | 15.399 | 94.809 | 0 | 0 | 0 | 0 | [74 empty] | 7 | 0
|  |  |  | 9.6451 | 96.4511 | 0 | 0 | 0 | 0 | 0 | 0 | 0.173 | 0 | 96.451 | 0 | 0 | 104.886 | 0 | 8.435 | 96.451 | 0 | 0 | 0 | 0 | [74 empty] | 6 | 0
|  |  |  | 9.6115 | 96.1147 | 0 | 0 | 0 | 0 | 0 | 0 | 0.173 | 0 | 96.115 | 0.201 | 0 | 95.914 | 0 | 0 | 95.914 | 0 | 0 | 0 | 0 | [74 empty] | 5 | 0
|  |  |  | 9.475 | 94.7504 | 0 | 0 | 0 | 0 | 0 | 0 | 0.173 | 0 | 94.75 | 15.588 | 0 | 79.163 | 0 | 0 | 79.163 | 0 | 0 | 0 | 0 | [74 empty] | 4 | 0
|  |  |  | 7.6107 | 76.1066 | 0 | 0 | 0 | 0 | 0 | 0 | 0.173 | 0 | 76.107 | 19.294 | 0 | 56.813 | 0 | 0 | 56.813 | 0 | 0 | 0 | 0 | [74 empty] | 3 | 0
|  |  |  | 7.117 | 71.1705 | 0 | 0 | 0 | 0 | 0 | 0 | 0.173 | 0 | 71.171 | 40.678 | 0 | 30.493 | 0 | 0 | 30.493 | 0 | 0 | 0 | 0 | [74 empty] | 2 | 0
|  |  |  | 6.8524 | 68.5236 | 0 | 0 | 0 | 0 | 0 | 0 | 0.173 | 0 | 68.524 | 60.73 | 0 | 7.794 | 0 | 0 | 7.794 | 0 | 0 | 0 | 0 | [74 empty] | 1 | 0
|  |  |  | 6.9852 | 69.8516 | 0 | 0 | 0 | 0 | 0 | 0 | 0.173 | 0 | 69.852 | 69.852 | 0 | 0 | 0 | 0 | 0 | 0 | 0 | 0 | 0 | [74 empty] | 0 | 0
|  |  |  | 2.0328 | 20.3284 | 0 | 0 | 0 | 0 | 0 | 0 | 0.173 | 0 | 20.328 | 20.328 | 0 | 0 | 0 | 0 | 0 | 0 | 0 | 0 | 0 | [74 empty] | 0 | 0
|  |  |  | 2.0336 | 20.3361 | 0 | 0 | 0 | 0 | 0 | 0 | 0.173 | 0 | 20.336 | 20.336 | 0 | 0 | 0 | 0 | 0 | 0 | 0 | 0 | 0 | [74 empty] | 0 | 0
|  |  |  | 2.0481 | 20.4809 | 0 | 0 | 0 | 0 | 0 | 0 | 0.173 | 0 | 20.481 | 20.481 | 0 | 0 | 0 | 0 | 0 | 0 | 0 | 0 | 0 | [74 empty] | 0 | 0
|  |  |  | 2.034 | 20.3404 | 0 | 0 | 0 | 0 | 0 | 0 | 0.173 | 0 | 20.34 | 20.34 | 0 | 0 | 0 | 0 | 0 | 0 | 0 | 0 | 0 | [74 empty] | 0 | 0
|  |  |  | 2.0339 | 20.3388 | 0 | 0 | 0 | 0 | 0 | 0 | 0.173 | 0 | 20.339 | 20.339 | 0 | 0 | 0 | 0 | 0 | 0 | 0 | 0 | 0 | [74 empty] | 0 | 0
|  |  |  | 2.0335 | 20.335 | 0 | 0 | 0 | 0 | 0 | 0 | 0.173 | 0 | 20.335 | 20.335 | 0 | 0 | 0 | 0 | 0 | 0 | 0 | 0 | 0 | [74 empty] | 0 | 0
|  |  |  | 2.033 | 20.33 | 0 | 0 | 0 | 0 | 0 | 0 | 0.173 | 0 | 20.33 | 20.33 | 0 | 0 | 0 | 0 | 0 | 0 | 0 | 0 | 0 | [74 empty] | 0 | 0
|  |  |  | 2.0399 | 20.3987 | 0 | 0 | 0 | 0 | 0 | 0 | 0.173 | 0 | 20.399 | 20.399 | 0 | 0 | 0 | 0 | 0 | 0 | 0 | 0 | 0 | [74 empty] | 0 | 0
|  |  |  | 1.9268 | 19.2685 | 0 | 0 | 0 | 0 | 0 | 0 | 0.173 | 0 | 19.268 | 19.268 | 0 | 0 | 0 | 0 | 0 | 0 | 0 | 0 | 0 | [74 empty] | 0 | 0
|  |  |  | 1.7014 | 17.0139 | 0 | 0 | 0 | 0 | 0 | 0 | 0.173 | 0 | 17.014 | 12.855 | 0 | 4.159 | 0 | 0 | 4.159 | 0 | 0 | 0 | 0 | [74 empty] | 14 | 0
|  |  |  | 1.6997 | 16.997 | 0 | 0 | 0 | 0 | 0 | 0 | 0.173 | 0 | 16.997 | 0 | 0 | 23.15 | 0 | 6.153 | 16.997 | 0 | 0 | 0 | 0 | [74 empty] | 13 | 0
|  |  |  | 1.7001 | 17.0005 | 0 | 0 | 0 | 0 | 0 | 0 | 0.173 | 0 | 17 | 0 | 0 | 47.986 | 0 | 30.986 | 17 | 0 | 0 | 0 | 0 | [74 empty] | 12 | 0
|  |  |  | 1.7009 | 17.0088 | 0 | 0 | 0 | 0 | 0 | 0 | 0.173 | 0 | 17.009 | 0 | 0 | 69.667 | 0 | 52.658 | 17.009 | 0 | 0 | 0 | 0 | [74 empty] | 11 | 0
|  |  |  | 1.7014 | 17.014 | 0 | 0 | 0 | 0 | 0 | 0 | 0.173 | 0 | 17.014 | 0 | 0 | 85.546 | 0 | 68.532 | 17.014 | 0 | 0 | 0 | 0 | [74 empty] | 10 | 0
|  |  |  | 1.7142 | 17.1424 | 0 | 0 | 0 | 0 | 0 | 0 | 0.173 | 0 | 17.142 | 0 | 0 | 95.434 | 0 | 78.292 | 17.142 | 0 | 0 | 0 | 0 | [74 empty] | 9 | 0
|  |  |  | 1.7017 | 17.0167 | 0 | 0 | 0 | 0 | 0 | 0 | 0.173 | 0 | 17.017 | 0 | 0 | 104.363 | 0 | 87.346 | 17.017 | 0 | 0 | 0 | 0 | [74 empty] | 8 | 0
|  |  |  | 1.7034 | 17.0339 | 0 | 0 | 0 | 0 | 0 | 0 | 0.173 | 0 | 17.034 | 0 | 0 | 104.246 | 0 | 87.212 | 17.034 | 0 | 0 | 0 | 0 | [74 empty] | 7 | 0
|  |  |  | 2.1612 | 21.6115 | 0 | 0 | 0 | 0 | 0 | 0 | 0.173 | 0 | 21.611 | 0 | 0 | 102.734 | 0 | 81.122 | 21.612 | 0 | 0 | 0 | 0 | [74 empty] | 6 | 0
|  |  |  | 2.2066 | 22.0663 | 0 | 0 | 0 | 0 | 0 | 0 | 0.173 | 0 | 22.066 | 0 | 0 | 92.104 | 0 | 70.038 | 22.066 | 0 | 0 | 0 | 0 | [74 empty] | 5 | 0
|  |  |  | 2.0772 | 20.7723 | 0 | 0 | 0 | 0 | 0 | 0 | 0.173 | 0 | 20.772 | 0 | 0 | 77.49 | 0 | 56.718 | 20.772 | 0 | 0 | 0 | 0 | [74 empty] | 4 | 0
|  |  |  | 2.2386 | 22.3863 | 0 | 0 | 0 | 0 | 0 | 0 | 0.173 | 0 | 22.386 | 0 | 0 | 55.46 | 0 | 33.074 | 22.386 | 0 | 0 | 0 | 0 | [74 empty] | 3 | 0
|  |  |  | 1.8071 | 18.0707 | 0 | 0 | 0 | 0 | 0 | 0 | 0.173 | 0 | 18.071 | 0 | 0 | 30.202 | 0 | 12.132 | 18.07 | 0 | 0 | 0 | 0 | [74 empty] | 2 | 0
|  |  |  | 1.762 | 17.6197 | 0 | 0 | 0 | 0 | 0 | 0 | 0.173 | 0 | 17.62 | 10.335 | 0 | 7.285 | 0 | 0 | 7.285 | 0 | 0 | 0 | 0 | [74 empty] | 1 | 0
|  |  |  | 2.0436 | 20.4364 | 0 | 0 | 0 | 0 | 0 | 0 | 0.173 | 0 | 20.436 | 20.436 | 0 | 0 | 0 | 0 | 0 | 0 | 0 | 0 | 0 | [74 empty] | 0 | 0
|  |  |  | 2.0398 | 20.398 | 0 | 0 | 0 | 0 | 0 | 0 | 0.173 | 0 | 20.398 | 20.398 | 0 | 0 | 0 | 0 | 0 | 0 | 0 | 0 | 0 | [74 empty] | 0 | 0
|  |  |  | 2.034 | 20.3396 | 0 | 0 | 0 | 0 | 0 | 0 | 0.173 | 0 | 20.34 | 20.34 | 0 | 0 | 0 | 0 | 0 | 0 | 0 | 0 | 0 | [74 empty] | 0 | 0
|  |  |  | 2.0471 | 20.4714 | 0 | 0 | 0 | 0 | 0 | 0 | 0.173 | 0 | 20.471 | 20.471 | 0 | 0 | 0 | 0 | 0 | 0 | 0 | 0 | 0 | [74 empty] | 0 | 0
|  |  |  | 2.0338 | 20.3384 | 0 | 0 | 0 | 0 | 0 | 0 | 0.173 | 0 | 20.338 | 20.338 | 0 | 0 | 0 | 0 | 0 | 0 | 0 | 0 | 0 | [74 empty] | 0 | 0
|  |  |  | 2.0339 | 20.3394 | 0 | 0 | 0 | 0 | 0 | 0 | 0.173 | 0 | 20.339 | 20.339 | 0 | 0 | 0 | 0 | 0 | 0 | 0 | 0 | 0 | [74 empty] | 0 | 0
|  |  |  | 2.0339 | 20.3385 | 0 | 0 | 0 | 0 | 0 | 0 | 0.173 | 0 | 20.338 | 20.338 | 0 | 0 | 0 | 0 | 0 | 0 | 0 | 0 | 0 | [74 empty] | 0 | 0
|  |  |  | 2.0338 | 20.3383 | 0 | 0 | 0 | 0 | 0 | 0 | 0.173 | 0 | 20.338 | 20.338 | 0 | 0 | 0 | 0 | 0 | 0 | 0 | 0 | 0 | [74 empty] | 0 | 0
|  |  |  | 2.0414 | 20.4142 | 0 | 0 | 0 | 0 | 0 | 0 | 0.173 | 0 | 20.414 | 20.414 | 0 | 0 | 0 | 0 | 0 | 0 | 0 | 0 | 0 | [74 empty] | 0 | 0
|  |  |  | 1.9278 | 19.2779 | 0 | 0 | 0 | 0 | 0 | 0 | 0.173 | 0 | 19.278 | 19.278 | 0 | 0 | 0 | 0 | 0 | 0 | 0 | 0 | 0 | [74 empty] | 0 | 0
|  |  |  | 1.7018 | 17.0183 | 0 | 0 | 0 | 0 | 0 | 0 | 0.173 | 0 | 17.018 | 12.961 | 0 | 4.057 | 0 | 0 | 4.057 | 0 | 0 | 0 | 0 | [74 empty] | 14 | 0
|  |  |  | 1.6997 | 16.9971 | 0 | 0 | 0 | 0 | 0 | 0 | 0.173 | 0 | 16.997 | 0 | 0 | 23.208 | 0 | 6.211 | 16.997 | 0 | 0 | 0 | 0 | [74 empty] | 13 | 0
|  |  |  | 1.7 | 17.0001 | 0 | 0 | 0 | 0 | 0 | 0 | 0.173 | 0 | 17 | 0 | 0 | 32.805 | 0 | 15.805 | 17 | 0 | 0 | 0 | 0 | [74 empty] | 12 | 0
|  |  |  | 1.701 | 17.0099 | 0 | 0 | 0 | 0 | 0 | 0 | 0.173 | 0 | 17.01 | 0 | 0 | 58.848 | 0 | 41.839 | 17.009 | 0 | 0 | 0 | 0 | [74 empty] | 11 | 0
|  |  |  | 1.7013 | 17.0133 | 0 | 0 | 0 | 0 | 0 | 0 | 0.173 | 0 | 17.013 | 0 | 0 | 88.513 | 0 | 71.499 | 17.014 | 0 | 0 | 0 | 0 | [74 empty] | 10 | 0
|  |  |  | 1.7143 | 17.1427 | 0 | 0 | 0 | 0 | 0 | 0 | 0.173 | 0 | 17.143 | 0 | 0 | 99.23 | 0 | 82.087 | 17.143 | 0 | 0 | 0 | 0 | [74 empty] | 9 | 0
|  |  |  | 1.7019 | 17.0186 | 0 | 0 | 0 | 0 | 0 | 0 | 0.173 | 0 | 17.019 | 0 | 0 | 107.547 | 0 | 90.529 | 17.018 | 0 | 0 | 0 | 0 | [74 empty] | 8 | 0
|  |  |  | 1.7031 | 17.031 | 0 | 0 | 0 | 0 | 0 | 0 | 0.173 | 0 | 17.031 | 0 | 0 | 108.783 | 0 | 91.752 | 17.031 | 0 | 0 | 0 | 0 | [74 empty] | 7 | 0
|  |  |  | 2.3724 | 23.7236 | 0 | 0 | 0 | 0 | 0 | 0 | 0.173 | 0 | 23.724 | 0 | 0 | 105.759 | 0 | 82.035 | 23.724 | 0 | 0 | 0 | 0 | [74 empty] | 6 | 0
|  |  |  | 2.3312 | 23.3124 | 0 | 0 | 0 | 0 | 0 | 0 | 0.173 | 0 | 23.312 | 0 | 0 | 95.551 | 0 | 72.238 | 23.313 | 0 | 0 | 0 | 0 | [74 empty] | 5 | 0
|  |  |  | 2.1116 | 21.1157 | 0 | 0 | 0 | 0 | 0 | 0 | 0.173 | 0 | 21.116 | 0 | 0 | 79.279 | 0 | 58.163 | 21.116 | 0 | 0 | 0 | 0 | [74 empty] | 4 | 0
|  |  |  | 2.0337 | 20.3369 | 0 | 0 | 0 | 0 | 0 | 0 | 0.173 | 0 | 20.337 | 0 | 0 | 56.071 | 0 | 35.734 | 20.337 | 0 | 0 | 0 | 0 | [74 empty] | 3 | 0
|  |  |  | 1.6984 | 16.9837 | 0 | 0 | 0 | 0 | 0 | 0 | 0.173 | 0 | 16.984 | 0 | 0 | 30.464 | 0 | 13.48 | 16.984 | 0 | 0 | 0 | 0 | [74 empty] | 2 | 0
|  |  |  | 1.7617 | 17.6174 | 0 | 0 | 0 | 0 | 0 | 0 | 0.173 | 0 | 17.617 | 9.242 | 0 | 8.376 | 0 | 0 | 8.376 | 0 | 0 | 0 | 0 | [74 empty] | 1 | 0
|  |  |  | 2.0436 | 20.4357 | 0 | 0 | 0 | 0 | 0 | 0 | 0.173 | 0 | 20.436 | 20.436 | 0 | 0 | 0 | 0 | 0 | 0 | 0 | 0 | 0 | [74 empty] | 0 | 0
|  |  |  | 2.0396 | 20.3955 | 0 | 0 | 0 | 0 | 0 | 0 | 0.173 | 0 | 20.395 | 20.395 | 0 | 0 | 0 | 0 | 0 | 0 | 0 | 0 | 0 | [74 empty] | 0 | 0
|  |  |  | 2.0336 | 20.3364 | 0 | 0 | 0 | 0 | 0 | 0 | 0.173 | 0 | 20.336 | 20.336 | 0 | 0 | 0 | 0 | 0 | 0 | 0 | 0 | 0 | [74 empty] | 0 | 0
|  |  |  | 2.0469 | 20.4687 | 0 | 0 | 0 | 0 | 0 | 0 | 0.173 | 0 | 20.469 | 20.469 | 0 | 0 | 0 | 0 | 0 | 0 | 0 | 0 | 0 | [74 empty] | 0 | 0
|  |  |  | 2.0337 | 20.3368 | 0 | 0 | 0 | 0 | 0 | 0 | 0.173 | 0 | 20.337 | 20.337 | 0 | 0 | 0 | 0 | 0 | 0 | 0 | 0 | 0 | [74 empty] | 0 | 0
|  |  |  | 2.0338 | 20.3377 | 0 | 0 | 0 | 0 | 0 | 0 | 0.173 | 0 | 20.338 | 20.338 | 0 | 0 | 0 | 0 | 0 | 0 | 0 | 0 | 0 | [74 empty] | 0 | 0
|  |  |  | 2.0337 | 20.3375 | 0 | 0 | 0 | 0 | 0 | 0 | 0.173 | 0 | 20.337 | 20.337 | 0 | 0 | 0 | 0 | 0 | 0 | 0 | 0 | 0 | [74 empty] | 0 | 0
|  |  |  | 2.0337 | 20.3371 | 0 | 0 | 0 | 0 | 0 | 0 | 0.173 | 0 | 20.337 | 20.337 | 0 | 0 | 0 | 0 | 0 | 0 | 0 | 0 | 0 | [74 empty] | 0 | 0
|  |  |  | 2.0413 | 20.4131 | 0 | 0 | 0 | 0 | 0 | 0 | 0.173 | 0 | 20.413 | 20.413 | 0 | 0 | 0 | 0 | 0 | 0 | 0 | 0 | 0 | [74 empty] | 0 | 0
|  |  |  | 1.9278 | 19.2783 | 0 | 0 | 0 | 0 | 0 | 0 | 0.173 | 0 | 19.278 | 19.278 | 0 | 0 | 0 | 0 | 0 | 0 | 0 | 0 | 0 | [74 empty] | 0 | 0
|  |  |  | 3.5172 | 35.172 | 0 | 0 | 0 | 0 | 0 | 0 | 0.173 | 0 | 35.172 | 31.028 | 0 | 4.144 | 0 | 0 | 4.144 | 0 | 0 | 0 | 0 | [74 empty] | 13 | 0
|  |  |  | 6.8953 | 68.9529 | 0 | 0 | 0 | 0 | 0 | 0 | 0.173 | 0 | 68.953 | 56.273 | 0 | 12.68 | 0 | 0 | 12.68 | 0 | 0 | 0 | 0 | [74 empty] | 12 | 0
|  |  |  | 8.4291 | 84.2915 | 0 | 0 | 0 | 0 | 0 | 0 | 0.173 | 0 | 84.291 | 59.411 | 0 | 24.88 | 0 | 0 | 24.88 | 0 | 0 | 0 | 0 | [74 empty] | 11 | 0
|  |  |  | 8.5756 | 85.756 | 0 | 0 | 0 | 0 | 0 | 0 | 0.173 | 0 | 85.756 | 31.663 | 0 | 54.093 | 0 | 0 | 54.093 | 0 | 0 | 0 | 0 | [74 empty] | 10 | 0
|  |  |  | 8.7861 | 87.8608 | 0 | 0 | 0 | 0 | 0 | 0 | 0.173 | 0 | 87.861 | 17.801 | 0 | 70.06 | 0 | 0 | 70.06 | 0 | 0 | 0 | 0 | [74 empty] | 9 | 0
|  |  |  | 8.9793 | 89.7932 | 0 | 0 | 0 | 0 | 0 | 0 | 0.173 | 0 | 89.793 | 0 | 0 | 103.941 | 0 | 14.148 | 89.793 | 0 | 0 | 0 | 0 | [74 empty] | 8 | 0
|  |  |  | 9.4168 | 94.1682 | 0 | 0 | 0 | 0 | 0 | 0 | 0.173 | 0 | 94.168 | 1.031 | 0 | 93.137 | 0 | 0 | 93.137 | 0 | 0 | 0 | 0 | [74 empty] | 7 | 0
|  |  |  | 9.5761 | 95.7609 | 0 | 0 | 0 | 0 | 0 | 0 | 0.173 | 0 | 95.761 | 0 | 0 | 110.717 | 0 | 14.956 | 95.761 | 0 | 0 | 0 | 0 | [74 empty] | 6 | 0
|  |  |  | 9.6938 | 96.9384 | 0 | 0 | 0 | 0 | 0 | 0 | 0.173 | 0 | 96.938 | 0 | 0 | 105.395 | 0 | 8.457 | 96.938 | 0 | 0 | 0 | 0 | [74 empty] | 5 | 0
|  |  |  | 9.912 | 99.12 | 0 | 0 | 0 | 0 | 0 | 0 | 0.173 | 0 | 99.12 | 3.991 | 0 | 95.129 | 0 | 0 | 95.129 | 0 | 0 | 0 | 0 | [74 empty] | 4 | 0
|  |  |  | 10.0095 | 100.095 | 0 | 0 | 0 | 0 | 0 | 0 | 0.173 | 0 | 100.095 | 20.293 | 0 | 79.802 | 0 | 0 | 79.802 | 0 | 0 | 0 | 0 | [74 empty] | 3 | 0
|  |  |  | 7.9669 | 79.6688 | 0 | 0 | 0 | 0 | 0 | 0 | 0.173 | 0 | 79.669 | 23.06 | 0 | 56.609 | 0 | 0 | 56.609 | 0 | 0 | 0 | 0 | [74 empty] | 2 | 0
|  |  |  | 7.4148 | 74.1484 | 0 | 0 | 0 | 0 | 0 | 0 | 0.173 | 0 | 74.148 | 43.495 | 0 | 30.653 | 0 | 0 | 30.653 | 0 | 0 | 0 | 0 | [74 empty] | 1 | 0
|  |  |  | 7.1052 | 71.0522 | 0 | 0 | 0 | 0 | 0 | 0 | 0.173 | 0 | 71.052 | 64.61 | 0 | 6.442 | 0 | 0 | 6.442 | 0 | 0 | 0 | 0 | [74 empty] | 0 | 0
|  |  |  | 7.2319 | 72.3187 | 0 | 0 | 0 | 0 | 0 | 0 | 0.173 | 0 | 72.319 | 72.319 | 0 | 0 | 0 | 0 | 0 | 0 | 0 | 0 | 0 | [74 empty] | 0 | 0
|  |  |  | 2.0387 | 20.3872 | 0 | 0 | 0 | 0 | 0 | 0 | 0.173 | 0 | 20.387 | 20.387 | 0 | 0 | 0 | 0 | 0 | 0 | 0 | 0 | 0 | [74 empty] | 0 | 0
|  |  |  | 2.0341 | 20.3405 | 0 | 0 | 0 | 0 | 0 | 0 | 0.173 | 0 | 20.341 | 20.341 | 0 | 0 | 0 | 0 | 0 | 0 | 0 | 0 | 0 | [74 empty] | 0 | 0
|  |  |  | 2.0482 | 20.4821 | 0 | 0 | 0 | 0 | 0 | 0 | 0.173 | 0 | 20.482 | 20.482 | 0 | 0 | 0 | 0 | 0 | 0 | 0 | 0 | 0 | [74 empty] | 0 | 0
|  |  |  | 2.0343 | 20.3435 | 0 | 0 | 0 | 0 | 0 | 0 | 0.173 | 0 | 20.343 | 20.343 | 0 | 0 | 0 | 0 | 0 | 0 | 0 | 0 | 0 | [74 empty] | 0 | 0
|  |  |  | 2.0345 | 20.3448 | 0 | 0 | 0 | 0 | 0 | 0 | 0.173 | 0 | 20.345 | 20.345 | 0 | 0 | 0 | 0 | 0 | 0 | 0 | 0 | 0 | [74 empty] | 0 | 0
|  |  |  | 2.0346 | 20.3456 | 0 | 0 | 0 | 0 | 0 | 0 | 0.173 | 0 | 20.346 | 20.346 | 0 | 0 | 0 | 0 | 0 | 0 | 0 | 0 | 0 | [74 empty] | 0 | 0
|  |  |  | 2.0345 | 20.3451 | 0 | 0 | 0 | 0 | 0 | 0 | 0.173 | 0 | 20.345 | 20.345 | 0 | 0 | 0 | 0 | 0 | 0 | 0 | 0 | 0 | [74 empty] | 0 | 0
|  |  |  | 2.0716 | 20.7165 | 0 | 0 | 0 | 0 | 0 | 0 | 0.173 | 0 | 20.716 | 20.716 | 0 | 0 | 0 | 0 | 0 | 0 | 0 | 0 | 0 | [74 empty] | 0 | 0
|  |  |  | 1.9528 | 19.5284 | 0 | 0 | 0 | 0 | 0 | 0 | 0.173 | 0 | 19.528 | 19.528 | 0 | 0 | 0 | 0 | 0 | 0 | 0 | 0 | 0 | [74 empty] | 0 | 0
|  |  |  | 3.5824 | 35.8244 | 0 | 0 | 0 | 0 | 0 | 0 | 0.173 | 0 | 35.824 | 32.305 | 0 | 3.519 | 0 | 0 | 3.519 | 0 | 0 | 0 | 0 | [74 empty] | 0 | 0
|  |  |  | 6.9948 | 69.9483 | 0 | 0 | 0 | 0 | 0 | 0 | 0.173 | 0 | 69.948 | 46.595 | 0 | 23.353 | 0 | 0 | 23.353 | 0 | 0 | 0 | 0 | [74 empty] | 13 | 0
|  |  |  | 8.6369 | 86.3691 | 0 | 0 | 0 | 0 | 0 | 0 | 0.173 | 0 | 86.369 | 36.798 | 0 | 49.571 | 0 | 0 | 49.571 | 0 | 0 | 0 | 0 | [74 empty] | 12 | 0
|  |  |  | 8.9426 | 89.4258 | 0 | 0 | 0 | 0 | 0 | 0 | 0.173 | 0 | 89.426 | 16.283 | 0 | 73.142 | 0 | 0 | 73.142 | 0 | 0 | 0 | 0 | [74 empty] | 11 | 0
|  |  |  | 9.3471 | 93.4706 | 0 | 0 | 0 | 0 | 0 | 0 | 0.173 | 0 | 93.471 | 2.908 | 0 | 90.563 | 0 | 0 | 90.563 | 0 | 0 | 0 | 0 | [74 empty] | 10 | 0
|  |  |  | 9.7634 | 97.634 | 0 | 0 | 0 | 0 | 0 | 0 | 0.173 | 0 | 97.634 | 0 | 0 | 102.181 | 0 | 4.547 | 97.634 | 0 | 0 | 0 | 0 | [74 empty] | 9 | 0
|  |  |  | 10.0806 | 100.806 | 0 | 0 | 0 | 0 | 0 | 0 | 0.173 | 0 | 100.806 | 0 | 0 | 107.751 | 0 | 6.945 | 100.806 | 0 | 0 | 0 | 0 | [74 empty] | 8 | 0
|  |  |  | 10.1663 | 101.663 | 0 | 0 | 0 | 0 | 0 | 0 | 0.173 | 0 | 101.663 | 0 | 0 | 107.591 | 0 | 5.928 | 101.663 | 0 | 0 | 0 | 0 | [74 empty] | 7 | 0
|  |  |  | 10.1664 | 101.664 | 0 | 0 | 0 | 0 | 0 | 0 | 0.173 | 0 | 101.664 | 0 | 0 | 104.944 | 0 | 3.28 | 101.664 | 0 | 0 | 0 | 0 | [74 empty] | 6 | 0
|  |  |  | 10.3911 | 103.911 | 0 | 0 | 0 | 0 | 0 | 0 | 0.173 | 0 | 103.911 | 9.902 | 0 | 94.009 | 0 | 0 | 94.009 | 0 | 0 | 0 | 0 | [74 empty] | 5 | 0
|  |  |  | 10.1575 | 101.575 | 0 | 0 | 0 | 0 | 0 | 0 | 0.173 | 0 | 101.575 | 23.808 | 0 | 77.767 | 0 | 0 | 77.767 | 0 | 0 | 0 | 0 | [74 empty] | 4 | 0
|  |  |  | 7.9215 | 79.2147 | 0 | 0 | 0 | 0 | 0 | 0 | 0.173 | 0 | 79.215 | 25.15 | 0 | 54.064 | 0 | 0 | 54.064 | 0 | 0 | 0 | 0 | [74 empty] | 3 | 0
|  |  |  | 7.4889 | 74.8892 | 0 | 0 | 0 | 0 | 0 | 0 | 0.173 | 0 | 74.889 | 45.618 | 0 | 29.272 | 0 | 0 | 29.272 | 0 | 0 | 0 | 0 | [74 empty] | 2 | 0
|  |  |  | 7.2167 | 72.1666 | 0 | 0 | 0 | 0 | 0 | 0 | 0.173 | 0 | 72.167 | 63.893 | 0 | 8.274 | 0 | 0 | 8.274 | 0 | 0 | 0 | 0 | [74 empty] | 1 | 0
|  |  |  | 7.4444 | 74.4439 | 0 | 0 | 0 | 0 | 0 | 0 | 0.173 | 0 | 74.444 | 74.444 | 0 | 0 | 0 | 0 | 0 | 0 | 0 | 0 | 0 | [74 empty] | 0 | 0
|  |  |  | 2.0338 | 20.3382 | 0 | 0 | 0 | 0 | 0 | 0 | 0.173 | 0 | 20.338 | 20.338 | 0 | 0 | 0 | 0 | 0 | 0 | 0 | 0 | 0 | [74 empty] | 0 | 0
|  |  |  | 2.0345 | 20.3447 | 0 | 0 | 0 | 0 | 0 | 0 | 0.173 | 0 | 20.345 | 20.345 | 0 | 0 | 0 | 0 | 0 | 0 | 0 | 0 | 0 | [74 empty] | 0 | 0
|  |  |  | 2.0485 | 20.4846 | 0 | 0 | 0 | 0 | 0 | 0 | 0.173 | 0 | 20.485 | 20.485 | 0 | 0 | 0 | 0 | 0 | 0 | 0 | 0 | 0 | [74 empty] | 0 | 0
|  |  |  | 2.0346 | 20.3462 | 0 | 0 | 0 | 0 | 0 | 0 | 0.173 | 0 | 20.346 | 20.346 | 0 | 0 | 0 | 0 | 0 | 0 | 0 | 0 | 0 | [74 empty] | 0 | 0
|  |  |  | 2.0344 | 20.3443 | 0 | 0 | 0 | 0 | 0 | 0 | 0.173 | 0 | 20.344 | 20.344 | 0 | 0 | 0 | 0 | 0 | 0 | 0 | 0 | 0 | [74 empty] | 0 | 0
|  |  |  | 2.0342 | 20.3424 | 0 | 0 | 0 | 0 | 0 | 0 | 0.173 | 0 | 20.342 | 20.342 | 0 | 0 | 0 | 0 | 0 | 0 | 0 | 0 | 0 | [74 empty] | 0 | 0
|  |  |  | 2.0342 | 20.3417 | 0 | 0 | 0 | 0 | 0 | 0 | 0.173 | 0 | 20.342 | 20.342 | 0 | 0 | 0 | 0 | 0 | 0 | 0 | 0 | 0 | [74 empty] | 0 | 0
|  |  |  | 2.0415 | 20.4145 | 0 | 0 | 0 | 0 | 0 | 0 | 0.173 | 0 | 20.414 | 20.414 | 0 | 0 | 0 | 0 | 0 | 0 | 0 | 0 | 0 | [74 empty] | 0 | 0
|  |  |  | 1.9276 | 19.2757 | 0 | 0 | 0 | 0 | 0 | 0 | 0.173 | 0 | 19.276 | 19.276 | 0 | 0 | 0 | 0 | 0 | 0 | 0 | 0 | 0 | [74 empty] | 0 | 0
|  |  |  | 3.4737 | 34.7365 | 0 | 0 | 0 | 0 | 0 | 0 | 0.173 | 0 | 34.736 | 31.334 | 0 | 3.403 | 0 | 0 | 3.403 | 0 | 0 | 0 | 0 | [74 empty] | 0 | 0
|  |  |  | 6.7909 | 67.9089 | 0 | 0 | 0 | 0 | 0 | 0 | 0.173 | 0 | 67.909 | 44.41 | 0 | 23.499 | 0 | 0 | 23.499 | 0 | 0 | 0 | 0 | [74 empty] | 13 | 0
|  |  |  | 8.317 | 83.1703 | 0 | 0 | 0 | 0 | 0 | 0 | 0.173 | 0 | 83.17 | 67.364 | 0 | 15.806 | 0 | 0 | 15.806 | 0 | 0 | 0 | 0 | [74 empty] | 12 | 0
|  |  |  | 8.4748 | 84.7476 | 0 | 0 | 0 | 0 | 0 | 0 | 0.173 | 0 | 84.748 | 49.252 | 0 | 35.495 | 0 | 0 | 35.495 | 0 | 0 | 0 | 0 | [74 empty] | 11 | 0
|  |  |  | 8.9405 | 89.4055 | 0 | 0 | 0 | 0 | 0 | 0 | 0.173 | 0 | 89.406 | 0 | 0 | 92.293 | 0 | 2.888 | 89.405 | 0 | 0 | 0 | 0 | [74 empty] | 10 | 0
|  |  |  | 9.5226 | 95.226 | 0 | 0 | 0 | 0 | 0 | 0 | 0.173 | 0 | 95.226 | 0 | 0 | 103.665 | 0 | 8.439 | 95.226 | 0 | 0 | 0 | 0 | [74 empty] | 9 | 0
|  |  |  | 10.0049 | 100.049 | 0 | 0 | 0 | 0 | 0 | 0 | 0.173 | 0 | 100.049 | 0 | 0 | 110.237 | 0 | 10.188 | 100.049 | 0 | 0 | 0 | 0 | [74 empty] | 8 | 0
|  |  |  | 9.9258 | 99.2582 | 0 | 0 | 0 | 0 | 0 | 0 | 0.173 | 0 | 99.258 | 0 | 0 | 111.168 | 0 | 11.91 | 99.258 | 0 | 0 | 0 | 0 | [74 empty] | 7 | 0
|  |  |  | 9.7843 | 97.8431 | 0 | 0 | 0 | 0 | 0 | 0 | 0.173 | 0 | 97.843 | 0 | 0 | 106.486 | 0 | 8.642 | 97.844 | 0 | 0 | 0 | 0 | [74 empty] | 6 | 0
|  |  |  | 9.6012 | 96.0118 | 0 | 0 | 0 | 0 | 0 | 0 | 0.173 | 0 | 96.012 | 0 | 0 | 98.066 | 0 | 2.054 | 96.012 | 0 | 0 | 0 | 0 | [74 empty] | 5 | 0
|  |  |  | 9.0527 | 90.5267 | 0 | 0 | 0 | 0 | 0 | 0 | 0.173 | 0 | 90.527 | 9.038 | 0 | 81.489 | 0 | 0 | 81.489 | 0 | 0 | 0 | 0 | [74 empty] | 4 | 0
|  |  |  | 7.2149 | 72.149 | 0 | 0 | 0 | 0 | 0 | 0 | 0.173 | 0 | 72.149 | 13.228 | 0 | 58.921 | 0 | 0 | 58.921 | 0 | 0 | 0 | 0 | [74 empty] | 3 | 0
|  |  |  | 6.9789 | 69.7887 | 0 | 0 | 0 | 0 | 0 | 0 | 0.173 | 0 | 69.789 | 37.696 | 0 | 32.093 | 0 | 0 | 32.093 | 0 | 0 | 0 | 0 | [74 empty] | 2 | 0
|  |  |  | 6.9138 | 69.1376 | 0 | 0 | 0 | 0 | 0 | 0 | 0.173 | 0 | 69.138 | 61.111 | 0 | 8.027 | 0 | 0 | 8.027 | 0 | 0 | 0 | 0 | [74 empty] | 1 | 0
|  |  |  | 7.259 | 72.59 | 0 | 0 | 0 | 0 | 0 | 0 | 0.173 | 0 | 72.59 | 72.59 | 0 | 0 | 0 | 0 | 0 | 0 | 0 | 0 | 0 | [74 empty] | 0 | 0
|  |  |  | 2.0388 | 20.3876 | 0 | 0 | 0 | 0 | 0 | 0 | 0.173 | 0 | 20.388 | 20.388 | 0 | 0 | 0 | 0 | 0 | 0 | 0 | 0 | 0 | [74 empty] | 0 | 0
|  |  |  | 2.0342 | 20.3421 | 0 | 0 | 0 | 0 | 0 | 0 | 0.173 | 0 | 20.342 | 20.342 | 0 | 0 | 0 | 0 | 0 | 0 | 0 | 0 | 0 | [74 empty] | 0 | 0
|  |  |  | 2.0483 | 20.4833 | 0 | 0 | 0 | 0 | 0 | 0 | 0.173 | 0 | 20.483 | 20.483 | 0 | 0 | 0 | 0 | 0 | 0 | 0 | 0 | 0 | [74 empty] | 0 | 0
|  |  |  | 2.0345 | 20.3447 | 0 | 0 | 0 | 0 | 0 | 0 | 0.173 | 0 | 20.345 | 20.345 | 0 | 0 | 0 | 0 | 0 | 0 | 0 | 0 | 0 | [74 empty] | 0 | 0
|  |  |  | 2.0345 | 20.3445 | 0 | 0 | 0 | 0 | 0 | 0 | 0.173 | 0 | 20.344 | 20.344 | 0 | 0 | 0 | 0 | 0 | 0 | 0 | 0 | 0 | [74 empty] | 0 | 0
|  |  |  | 2.0344 | 20.3439 | 0 | 0 | 0 | 0 | 0 | 0 | 0.173 | 0 | 20.344 | 20.344 | 0 | 0 | 0 | 0 | 0 | 0 | 0 | 0 | 0 | [74 empty] | 0 | 0
|  |  |  | 2.0343 | 20.3433 | 0 | 0 | 0 | 0 | 0 | 0 | 0.173 | 0 | 20.343 | 20.343 | 0 | 0 | 0 | 0 | 0 | 0 | 0 | 0 | 0 | [74 empty] | 0 | 0
|  |  |  | 2.0417 | 20.4172 | 0 | 0 | 0 | 0 | 0 | 0 | 0.173 | 0 | 20.417 | 20.417 | 0 | 0 | 0 | 0 | 0 | 0 | 0 | 0 | 0 | [74 empty] | 0 | 0
|  |  |  | 1.9281 | 19.2807 | 0 | 0 | 0 | 0 | 0 | 0 | 0.173 | 0 | 19.281 | 19.281 | 0 | 0 | 0 | 0 | 0 | 0 | 0 | 0 | 0 | [74 empty] | 0 | 0
|  |  |  | 3.6252 | 36.2518 | 0 | 0 | 0 | 0 | 0 | 0 | 0.173 | 0 | 36.252 | 32.267 | 0 | 3.984 | 0 | 0 | 3.984 | 0 | 0 | 0 | 0 | [74 empty] | 14 | 0
|  |  |  | 6.9957 | 69.9569 | 0 | 0 | 0 | 0 | 0 | 0 | 0.173 | 0 | 69.957 | 50.515 | 0 | 19.442 | 0 | 0 | 19.442 | 0 | 0 | 0 | 0 | [74 empty] | 13 | 0
|  |  |  | 8.8305 | 88.3049 | 0 | 0 | 0 | 0 | 0 | 0 | 0.173 | 0 | 88.305 | 56.212 | 0 | 32.093 | 0 | 0 | 32.093 | 0 | 0 | 0 | 0 | [74 empty] | 12 | 0
|  |  |  | 9.2459 | 92.4591 | 0 | 0 | 0 | 0 | 0 | 0 | 0.173 | 0 | 92.459 | 31.051 | 0 | 61.408 | 0 | 0 | 61.408 | 0 | 0 | 0 | 0 | [74 empty] | 11 | 0
|  |  |  | 9.5458 | 95.4585 | 0 | 0 | 0 | 0 | 0 | 0 | 0.173 | 0 | 95.458 | 23.625 | 0 | 71.834 | 0 | 0 | 71.834 | 0 | 0 | 0 | 0 | [74 empty] | 10 | 0
|  |  |  | 9.9142 | 99.1422 | 0 | 0 | 0 | 0 | 0 | 0 | 0.173 | 0 | 99.142 | 0 | 0 | 103.01 | 0 | 3.868 | 99.142 | 0 | 0 | 0 | 0 | [74 empty] | 9 | 0
|  |  |  | 10.1651 | 101.651 | 0 | 0 | 0 | 0 | 0 | 0 | 0.173 | 0 | 101.651 | 0 | 0 | 108.376 | 0 | 6.725 | 101.651 | 0 | 0 | 0 | 0 | [74 empty] | 8 | 0
|  |  |  | 10.1855 | 101.855 | 0 | 0 | 0 | 0 | 0 | 0 | 0.173 | 0 | 101.855 | 0 | 0 | 108.507 | 0 | 6.652 | 101.855 | 0 | 0 | 0 | 0 | [74 empty] | 7 | 0
|  |  |  | 10.3957 | 103.957 | 0 | 0 | 0 | 0 | 0 | 0 | 0.173 | 0 | 103.957 | 0 | 0 | 106.049 | 0 | 2.092 | 103.957 | 0 | 0 | 0 | 0 | [74 empty] | 6 | 0
|  |  |  | 10.615 | 106.15 | 0 | 0 | 0 | 0 | 0 | 0 | 0.173 | 0 | 106.15 | 10.468 | 0 | 95.681 | 0 | 0 | 95.681 | 0 | 0 | 0 | 0 | [74 empty] | 5 | 0
|  |  |  | 10.7486 | 107.486 | 0 | 0 | 0 | 0 | 0 | 0 | 0.173 | 0 | 107.486 | 28.221 | 0 | 79.264 | 0 | 0 | 79.264 | 0 | 0 | 0 | 0 | [74 empty] | 4 | 0
|  |  |  | 8.8808 | 88.8084 | 0 | 0 | 0 | 0 | 0 | 0 | 0.173 | 0 | 88.808 | 40.575 | 0 | 48.233 | 0 | 0 | 48.233 | 0 | 0 | 0 | 0 | [74 empty] | 3 | 0
|  |  |  | 8.5658 | 85.6581 | 0 | 0 | 0 | 0 | 0 | 0 | 0.173 | 0 | 85.658 | 54.496 | 0 | 31.162 | 0 | 0 | 31.162 | 0 | 0 | 0 | 0 | [74 empty] | 2 | 0
|  |  |  | 7.7463 | 77.4629 | 0 | 0 | 0 | 0 | 0 | 0 | 0.173 | 0 | 77.463 | 69.363 | 0 | 8.099 | 0 | 0 | 8.099 | 0 | 0 | 0 | 0 | [74 empty] | 1 | 0
|  |  |  | 7.618 | 76.18 | 0 | 0 | 0 | 0 | 0 | 0 | 0.173 | 0 | 76.18 | 76.18 | 0 | 0 | 0 | 0 | 0 | 0 | 0 | 0 | 0 | [74 empty] | 0 | 0
|  |  |  | 2.0397 | 20.3973 | 0 | 0 | 0 | 0 | 0 | 0 | 0.173 | 0 | 20.397 | 20.397 | 0 | 0 | 0 | 0 | 0 | 0 | 0 | 0 | 0 | [74 empty] | 0 | 0
|  |  |  | 2.0351 | 20.3506 | 0 | 0 | 0 | 0 | 0 | 0 | 0.173 | 0 | 20.351 | 20.351 | 0 | 0 | 0 | 0 | 0 | 0 | 0 | 0 | 0 | [74 empty] | 0 | 0
|  |  |  | 2.0491 | 20.491 | 0 | 0 | 0 | 0 | 0 | 0 | 0.173 | 0 | 20.491 | 20.491 | 0 | 0 | 0 | 0 | 0 | 0 | 0 | 0 | 0 | [74 empty] | 0 | 0
|  |  |  | 2.0355 | 20.3549 | 0 | 0 | 0 | 0 | 0 | 0 | 0.173 | 0 | 20.355 | 20.355 | 0 | 0 | 0 | 0 | 0 | 0 | 0 | 0 | 0 | [74 empty] | 0 | 0
|  |  |  | 2.0356 | 20.3557 | 0 | 0 | 0 | 0 | 0 | 0 | 0.173 | 0 | 20.356 | 20.356 | 0 | 0 | 0 | 0 | 0 | 0 | 0 | 0 | 0 | [74 empty] | 0 | 0
|  |  |  | 2.0355 | 20.3553 | 0 | 0 | 0 | 0 | 0 | 0 | 0.173 | 0 | 20.355 | 20.355 | 0 | 0 | 0 | 0 | 0 | 0 | 0 | 0 | 0 | [74 empty] | 0 | 0
|  |  |  | 2.0353 | 20.3531 | 0 | 0 | 0 | 0 | 0 | 0 | 0.173 | 0 | 20.353 | 20.353 | 0 | 0 | 0 | 0 | 0 | 0 | 0 | 0 | 0 | [74 empty] | 0 | 0
|  |  |  | 2.0728 | 20.7275 | 0 | 0 | 0 | 0 | 0 | 0 | 0.173 | 0 | 20.727 | 20.727 | 0 | 0 | 0 | 0 | 0 | 0 | 0 | 0 | 0 | [74 empty] | 0 | 0
|  |  |  | 1.9535 | 19.5351 | 0 | 0 | 0 | 0 | 0 | 0 | 0.173 | 0 | 19.535 | 19.535 | 0 | 0 | 0 | 0 | 0 | 0 | 0 | 0 | 0 | [74 empty] | 0 | 0
|  |  |  | 3.842 | 38.4202 | 0 | 0 | 0 | 0 | 0 | 0 | 0.173 | 0 | 38.42 | 34.712 | 0 | 3.708 | 0 | 0 | 3.708 | 0 | 0 | 0 | 0 | [74 empty] | 0 | 0
|  |  |  | 7.1795 | 71.7954 | 0 | 0 | 0 | 0 | 0 | 0 | 0.173 | 0 | 71.795 | 48.777 | 0 | 23.019 | 0 | 0 | 23.019 | 0 | 0 | 0 | 0 | [74 empty] | 13 | 0
|  |  |  | 8.7739 | 87.7393 | 0 | 0 | 0 | 0 | 0 | 0 | 0.173 | 0 | 87.739 | 67.672 | 0 | 20.067 | 0 | 0 | 20.067 | 0 | 0 | 0 | 0 | [74 empty] | 12 | 0
|  |  |  | 9.0453 | 90.4527 | 0 | 0 | 0 | 0 | 0 | 0 | 0.173 | 0 | 90.453 | 35.56 | 0 | 54.893 | 0 | 0 | 54.893 | 0 | 0 | 0 | 0 | [74 empty] | 11 | 0
|  |  |  | 9.8989 | 98.989 | 0 | 0 | 0 | 0 | 0 | 0 | 0.173 | 0 | 98.989 | 13.443 | 0 | 85.546 | 0 | 0 | 85.546 | 0 | 0 | 0 | 0 | [74 empty] | 10 | 0
|  |  |  | 10.8199 | 108.199 | 0 | 0 | 0 | 0 | 0 | 0 | 0.173 | 0 | 108.199 | 13.216 | 0 | 94.983 | 0 | 0 | 94.983 | 0 | 0 | 0 | 0 | [74 empty] | 9 | 0
|  |  |  | 11.2061 | 112.061 | 0 | 0 | 0 | 0 | 0 | 0 | 0.173 | 0 | 112.061 | 12.09 | 0 | 99.971 | 0 | 0 | 99.971 | 0 | 0 | 0 | 0 | [74 empty] | 8 | 0
|  |  |  | 11.3767 | 113.767 | 0 | 0 | 0 | 0 | 0 | 0 | 0.173 | 0 | 113.767 | 9.84 | 0 | 103.926 | 0 | 0 | 103.926 | 0 | 0 | 0 | 0 | [74 empty] | 7 | 0
|  |  |  | 11.3879 | 113.879 | 0 | 0 | 0 | 0 | 0 | 0 | 0.173 | 0 | 113.879 | 14.649 | 0 | 99.23 | 0 | 0 | 99.23 | 0 | 0 | 0 | 0 | [74 empty] | 6 | 0
|  |  |  | 11.3229 | 113.229 | 0 | 0 | 0 | 0 | 0 | 0 | 0.173 | 0 | 113.229 | 21.183 | 0 | 92.046 | 0 | 0 | 92.046 | 0 | 0 | 0 | 0 | [74 empty] | 5 | 0
|  |  |  | 11.319 | 113.19 | 0 | 0 | 0 | 0 | 0 | 0 | 0.173 | 0 | 113.19 | 36.761 | 0 | 76.429 | 0 | 0 | 76.429 | 0 | 0 | 0 | 0 | [74 empty] | 4 | 0
|  |  |  | 9.1383 | 91.3833 | 0 | 0 | 0 | 0 | 0 | 0 | 0.173 | 0 | 91.383 | 35.283 | 0 | 56.1 | 0 | 0 | 56.1 | 0 | 0 | 0 | 0 | [74 empty] | 3 | 0
|  |  |  | 8.6465 | 86.4646 | 0 | 0 | 0 | 0 | 0 | 0 | 0.173 | 0 | 86.465 | 55.783 | 0 | 30.682 | 0 | 0 | 30.682 | 0 | 0 | 0 | 0 | [74 empty] | 2 | 0
|  |  |  | 7.9706 | 79.7063 | 0 | 0 | 0 | 0 | 0 | 0 | 0.173 | 0 | 79.706 | 71.229 | 0 | 8.478 | 0 | 0 | 8.478 | 0 | 0 | 0 | 0 | [74 empty] | 1 | 0
|  |  |  | 7.923 | 79.2301 | 0 | 0 | 0 | 0 | 0 | 0 | 0.173 | 0 | 79.23 | 79.23 | 0 | 0 | 0 | 0 | 0 | 0 | 0 | 0 | 0 | [74 empty] | 0 | 0
|  |  |  | 2.035 | 20.3499 | 0 | 0 | 0 | 0 | 0 | 0 | 0.173 | 0 | 20.35 | 20.35 | 0 | 0 | 0 | 0 | 0 | 0 | 0 | 0 | 0 | [74 empty] | 0 | 0
|  |  |  | 2.0357 | 20.3574 | 0 | 0 | 0 | 0 | 0 | 0 | 0.173 | 0 | 20.357 | 20.357 | 0 | 0 | 0 | 0 | 0 | 0 | 0 | 0 | 0 | [74 empty] | 0 | 0
|  |  |  | 2.0494 | 20.4944 | 0 | 0 | 0 | 0 | 0 | 0 | 0.173 | 0 | 20.494 | 20.494 | 0 | 0 | 0 | 0 | 0 | 0 | 0 | 0 | 0 | [74 empty] | 0 | 0
|  |  |  | 2.0357 | 20.3566 | 0 | 0 | 0 | 0 | 0 | 0 | 0.173 | 0 | 20.357 | 20.357 | 0 | 0 | 0 | 0 | 0 | 0 | 0 | 0 | 0 | [74 empty] | 0 | 0
|  |  |  | 2.0356 | 20.3559 | 0 | 0 | 0 | 0 | 0 | 0 | 0.173 | 0 | 20.356 | 20.356 | 0 | 0 | 0 | 0 | 0 | 0 | 0 | 0 | 0 | [74 empty] | 0 | 0
|  |  |  | 2.0355 | 20.3554 | 0 | 0 | 0 | 0 | 0 | 0 | 0.173 | 0 | 20.355 | 20.355 | 0 | 0 | 0 | 0 | 0 | 0 | 0 | 0 | 0 | [74 empty] | 0 | 0
|  |  |  | 2.0355 | 20.3548 | 0 | 0 | 0 | 0 | 0 | 0 | 0.173 | 0 | 20.355 | 20.355 | 0 | 0 | 0 | 0 | 0 | 0 | 0 | 0 | 0 | [74 empty] | 0 | 0
|  |  |  | 2.0431 | 20.4309 | 0 | 0 | 0 | 0 | 0 | 0 | 0.173 | 0 | 20.431 | 20.431 | 0 | 0 | 0 | 0 | 0 | 0 | 0 | 0 | 0 | [74 empty] | 0 | 0
|  |  |  | 1.9294 | 19.2941 | 0 | 0 | 0 | 0 | 0 | 0 | 0.173 | 0 | 19.294 | 19.294 | 0 | 0 | 0 | 0 | 0 | 0 | 0 | 0 | 0 | [74 empty] | 0 | 0
|  |  |  | 1.7036 | 17.0362 | 0 | 0 | 0 | 0 | 0 | 0 | 0.173 | 0 | 17.036 | 13.139 | 0 | 3.897 | 0 | 0 | 3.897 | 0 | 0 | 0 | 0 | [74 empty] | 14 | 0
|  |  |  | 1.7015 | 17.0149 | 0 | 0 | 0 | 0 | 0 | 0 | 0.173 | 0 | 17.015 | 0 | 0 | 23.092 | 0 | 6.077 | 17.015 | 0 | 0 | 0 | 0 | [74 empty] | 13 | 0
|  |  |  | 1.7017 | 17.017 | 0 | 0 | 0 | 0 | 0 | 0 | 0.173 | 0 | 17.017 | 0 | 0 | 26.174 | 0 | 9.157 | 17.017 | 0 | 0 | 0 | 0 | [74 empty] | 12 | 0
|  |  |  | 1.7034 | 17.0342 | 0 | 0 | 0 | 0 | 0 | 0 | 0.173 | 0 | 17.034 | 0 | 0 | 55.78 | 0 | 38.746 | 17.034 | 0 | 0 | 0 | 0 | [74 empty] | 11 | 0
|  |  |  | 1.7044 | 17.0437 | 0 | 0 | 0 | 0 | 0 | 0 | 0.173 | 0 | 17.044 | 0 | 0 | 88.338 | 0 | 71.294 | 17.044 | 0 | 0 | 0 | 0 | [74 empty] | 10 | 0
|  |  |  | 2.0703 | 20.7026 | 0 | 0 | 0 | 0 | 0 | 0 | 0.173 | 0 | 20.703 | 0 | 0 | 98.779 | 0 | 78.076 | 20.703 | 0 | 0 | 0 | 0 | [74 empty] | 9 | 0
|  |  |  | 2.5412 | 25.4117 | 0 | 0 | 0 | 0 | 0 | 0 | 0.173 | 0 | 25.412 | 0 | 0 | 104.421 | 0 | 79.009 | 25.412 | 0 | 0 | 0 | 0 | [74 empty] | 8 | 0
|  |  |  | 2.718 | 27.1798 | 0 | 0 | 0 | 0 | 0 | 0 | 0.173 | 0 | 27.18 | 0 | 0 | 104.552 | 0 | 77.372 | 27.18 | 0 | 0 | 0 | 0 | [74 empty] | 7 | 0
|  |  |  | 2.9664 | 29.6639 | 0 | 0 | 0 | 0 | 0 | 0 | 0.173 | 0 | 29.664 | 0 | 0 | 103.374 | 0 | 73.71 | 29.664 | 0 | 0 | 0 | 0 | [74 empty] | 6 | 0
|  |  |  | 3.0266 | 30.2657 | 0 | 0 | 0 | 0 | 0 | 0 | 0.173 | 0 | 30.266 | 0 | 0 | 93.471 | 0 | 63.205 | 30.266 | 0 | 0 | 0 | 0 | [74 empty] | 5 | 0
|  |  |  | 2.8649 | 28.6487 | 0 | 0 | 0 | 0 | 0 | 0 | 0.173 | 0 | 28.649 | 0 | 0 | 77.723 | 0 | 49.074 | 28.649 | 0 | 0 | 0 | 0 | [74 empty] | 4 | 0
|  |  |  | 2.5165 | 25.1652 | 0 | 0 | 0 | 0 | 0 | 0 | 0.173 | 0 | 25.165 | 0 | 0 | 56.26 | 0 | 31.095 | 25.165 | 0 | 0 | 0 | 0 | [74 empty] | 3 | 0
|  |  |  | 2.0926 | 20.9264 | 0 | 0 | 0 | 0 | 0 | 0 | 0.173 | 0 | 20.926 | 0 | 0 | 31.016 | 0 | 10.09 | 20.926 | 0 | 0 | 0 | 0 | [74 empty] | 2 | 0
|  |  |  | 1.7067 | 17.0674 | 0 | 0 | 0 | 0 | 0 | 0 | 0.173 | 0 | 17.067 | 8.314 | 0 | 8.754 | 0 | 0 | 8.754 | 0 | 0 | 0 | 0 | [74 empty] | 1 | 0
|  |  |  | 2.0447 | 20.4466 | 0 | 0 | 0 | 0 | 0 | 0 | 0.173 | 0 | 20.447 | 20.447 | 0 | 0 | 0 | 0 | 0 | 0 | 0 | 0 | 0 | [74 empty] | 0 | 0
|  |  |  | 2.0403 | 20.4026 | 0 | 0 | 0 | 0 | 0 | 0 | 0.173 | 0 | 20.403 | 20.403 | 0 | 0 | 0 | 0 | 0 | 0 | 0 | 0 | 0 | [74 empty] | 0 | 0
|  |  |  | 2.0343 | 20.3432 | 0 | 0 | 0 | 0 | 0 | 0 | 0.173 | 0 | 20.343 | 20.343 | 0 | 0 | 0 | 0 | 0 | 0 | 0 | 0 | 0 | [74 empty] | 0 | 0
|  |  |  | 2.0475 | 20.4752 | 0 | 0 | 0 | 0 | 0 | 0 | 0.173 | 0 | 20.475 | 20.475 | 0 | 0 | 0 | 0 | 0 | 0 | 0 | 0 | 0 | [74 empty] | 0 | 0
|  |  |  | 2.0341 | 20.3414 | 0 | 0 | 0 | 0 | 0 | 0 | 0.173 | 0 | 20.341 | 20.341 | 0 | 0 | 0 | 0 | 0 | 0 | 0 | 0 | 0 | [74 empty] | 0 | 0
|  |  |  | 2.0341 | 20.3407 | 0 | 0 | 0 | 0 | 0 | 0 | 0.173 | 0 | 20.341 | 20.341 | 0 | 0 | 0 | 0 | 0 | 0 | 0 | 0 | 0 | [74 empty] | 0 | 0
|  |  |  | 2.0342 | 20.3417 | 0 | 0 | 0 | 0 | 0 | 0 | 0.173 | 0 | 20.342 | 20.342 | 0 | 0 | 0 | 0 | 0 | 0 | 0 | 0 | 0 | [74 empty] | 0 | 0
|  |  |  | 2.0341 | 20.3405 | 0 | 0 | 0 | 0 | 0 | 0 | 0.173 | 0 | 20.34 | 20.34 | 0 | 0 | 0 | 0 | 0 | 0 | 0 | 0 | 0 | [74 empty] | 0 | 0
|  |  |  | 2.0414 | 20.4143 | 0 | 0 | 0 | 0 | 0 | 0 | 0.173 | 0 | 20.414 | 20.414 | 0 | 0 | 0 | 0 | 0 | 0 | 0 | 0 | 0 | [74 empty] | 0 | 0
|  |  |  | 1.928 | 19.2796 | 0 | 0 | 0 | 0 | 0 | 0 | 0.173 | 0 | 19.28 | 19.28 | 0 | 0 | 0 | 0 | 0 | 0 | 0 | 0 | 0 | [74 empty] | 0 | 0
|  |  |  | 1.7022 | 17.0219 | 0 | 0 | 0 | 0 | 0 | 0 | 0.173 | 0 | 17.022 | 13.023 | 0 | 3.999 | 0 | 0 | 3.999 | 0 | 0 | 0 | 0 | [74 empty] | 14 | 0
|  |  |  | 1.7004 | 17.0035 | 0 | 0 | 0 | 0 | 0 | 0 | 0.173 | 0 | 17.003 | 0 | 0 | 23.237 | 0 | 6.233 | 17.004 | 0 | 0 | 0 | 0 | [74 empty] | 13 | 0
|  |  |  | 1.7009 | 17.0091 | 0 | 0 | 0 | 0 | 0 | 0 | 0.173 | 0 | 17.009 | 0 | 0 | 49.528 | 0 | 32.518 | 17.01 | 0 | 0 | 0 | 0 | [74 empty] | 12 | 0
|  |  |  | 1.7022 | 17.022 | 0 | 0 | 0 | 0 | 0 | 0 | 0.173 | 0 | 17.022 | 0 | 0 | 72.91 | 0 | 55.888 | 17.022 | 0 | 0 | 0 | 0 | [74 empty] | 11 | 0
|  |  |  | 1.7031 | 17.0312 | 0 | 0 | 0 | 0 | 0 | 0 | 0.173 | 0 | 17.031 | 0 | 0 | 72.517 | 0 | 55.486 | 17.031 | 0 | 0 | 0 | 0 | [74 empty] | 10 | 0
|  |  |  | 1.7158 | 17.1577 | 0 | 0 | 0 | 0 | 0 | 0 | 0.173 | 0 | 17.158 | 0 | 0 | 94.358 | 0 | 77.2 | 17.158 | 0 | 0 | 0 | 0 | [74 empty] | 9 | 0
|  |  |  | 1.8397 | 18.3971 | 0 | 0 | 0 | 0 | 0 | 0 | 0.173 | 0 | 18.397 | 0 | 0 | 100.567 | 0 | 82.17 | 18.397 | 0 | 0 | 0 | 0 | [74 empty] | 8 | 0
|  |  |  | 2.4078 | 24.0777 | 0 | 0 | 0 | 0 | 0 | 0 | 0.173 | 0 | 24.078 | 0 | 0 | 97.993 | 0 | 73.916 | 24.077 | 0 | 0 | 0 | 0 | [74 empty] | 7 | 0
|  |  |  | 2.6417 | 26.4171 | 0 | 0 | 0 | 0 | 0 | 0 | 0.173 | 0 | 26.417 | 0 | 0 | 106.835 | 0 | 80.417 | 26.418 | 0 | 0 | 0 | 0 | [74 empty] | 6 | 0
|  |  |  | 2.4708 | 24.7084 | 0 | 0 | 0 | 0 | 0 | 0 | 0.173 | 0 | 24.708 | 0 | 0 | 95.9 | 0 | 71.191 | 24.709 | 0 | 0 | 0 | 0 | [74 empty] | 5 | 0
|  |  |  | 1.7749 | 17.7491 | 0 | 0 | 0 | 0 | 0 | 0 | 0.173 | 0 | 17.749 | 0 | 0 | 72.968 | 0 | 55.219 | 17.749 | 0 | 0 | 0 | 0 | [74 empty] | 4 | 0
|  |  |  | 1.9338 | 19.3383 | 0 | 0 | 0 | 0 | 0 | 0 | 0.173 | 0 | 19.338 | 0 | 0 | 57.409 | 0 | 38.071 | 19.338 | 0 | 0 | 0 | 0 | [74 empty] | 3 | 0
|  |  |  | 1.7687 | 17.6866 | 0 | 0 | 0 | 0 | 0 | 0 | 0.173 | 0 | 17.687 | 0 | 0 | 27.527 | 0 | 9.84 | 17.687 | 0 | 0 | 0 | 0 | [74 empty] | 2 | 0
|  |  |  | 1.7062 | 17.0621 | 0 | 0 | 0 | 0 | 0 | 0 | 0.173 | 0 | 17.062 | 8.337 | 0 | 8.725 | 0 | 0 | 8.725 | 0 | 0 | 0 | 0 | [74 empty] | 1 | 0
|  |  |  | 2.0447 | 20.4474 | 0 | 0 | 0 | 0 | 0 | 0 | 0.173 | 0 | 20.447 | 20.447 | 0 | 0 | 0 | 0 | 0 | 0 | 0 | 0 | 0 | [74 empty] | 0 | 0
|  |  |  | 2.0408 | 20.4081 | 0 | 0 | 0 | 0 | 0 | 0 | 0.173 | 0 | 20.408 | 20.408 | 0 | 0 | 0 | 0 | 0 | 0 | 0 | 0 | 0 | [74 empty] | 0 | 0
|  |  |  | 2.0347 | 20.347 | 0 | 0 | 0 | 0 | 0 | 0 | 0.173 | 0 | 20.347 | 20.347 | 0 | 0 | 0 | 0 | 0 | 0 | 0 | 0 | 0 | [74 empty] | 0 | 0
|  |  |  | 2.0476 | 20.4755 | 0 | 0 | 0 | 0 | 0 | 0 | 0.173 | 0 | 20.476 | 20.476 | 0 | 0 | 0 | 0 | 0 | 0 | 0 | 0 | 0 | [74 empty] | 0 | 0
|  |  |  | 2.034 | 20.3401 | 0 | 0 | 0 | 0 | 0 | 0 | 0.173 | 0 | 20.34 | 20.34 | 0 | 0 | 0 | 0 | 0 | 0 | 0 | 0 | 0 | [74 empty] | 0 | 0
|  |  |  | 2.034 | 20.3398 | 0 | 0 | 0 | 0 | 0 | 0 | 0.173 | 0 | 20.34 | 20.34 | 0 | 0 | 0 | 0 | 0 | 0 | 0 | 0 | 0 | [74 empty] | 0 | 0
|  |  |  | 2.0341 | 20.3405 | 0 | 0 | 0 | 0 | 0 | 0 | 0.173 | 0 | 20.34 | 20.34 | 0 | 0 | 0 | 0 | 0 | 0 | 0 | 0 | 0 | [74 empty] | 0 | 0
|  |  |  | 2.034 | 20.34 | 0 | 0 | 0 | 0 | 0 | 0 | 0.173 | 0 | 20.34 | 20.34 | 0 | 0 | 0 | 0 | 0 | 0 | 0 | 0 | 0 | [74 empty] | 0 | 0
|  |  |  | 2.0412 | 20.4115 | 0 | 0 | 0 | 0 | 0 | 0 | 0.173 | 0 | 20.412 | 20.412 | 0 | 0 | 0 | 0 | 0 | 0 | 0 | 0 | 0 | [74 empty] | 0 | 0
|  |  |  | 1.9273 | 19.2735 | 0 | 0 | 0 | 0 | 0 | 0 | 0.173 | 0 | 19.273 | 19.273 | 0 | 0 | 0 | 0 | 0 | 0 | 0 | 0 | 0 | [74 empty] | 0 | 0
|  |  |  | 3.5536 | 35.5361 | 0 | 0 | 0 | 0 | 0 | 0 | 0.173 | 0 | 35.536 | 31.61 | 0 | 3.926 | 0 | 0 | 3.926 | 0 | 0 | 0 | 0 | [74 empty] | 14 | 0
|  |  |  | 7.1192 | 71.1915 | 0 | 0 | 0 | 0 | 0 | 0 | 0.173 | 0 | 71.191 | 57.377 | 0 | 13.814 | 0 | 0 | 13.814 | 0 | 0 | 0 | 0 | [74 empty] | 13 | 0
|  |  |  | 8.7858 | 87.8581 | 0 | 0 | 0 | 0 | 0 | 0 | 0.173 | 0 | 87.858 | 59.59 | 0 | 28.268 | 0 | 0 | 28.268 | 0 | 0 | 0 | 0 | [74 empty] | 12 | 0
|  |  |  | 9.2334 | 92.3339 | 0 | 0 | 0 | 0 | 0 | 0 | 0.173 | 0 | 92.334 | 22.1 | 0 | 70.234 | 0 | 0 | 70.234 | 0 | 0 | 0 | 0 | [74 empty] | 11 | 0
|  |  |  | 10.1081 | 101.081 | 0 | 0 | 0 | 0 | 0 | 0 | 0.173 | 0 | 101.081 | 14.357 | 0 | 86.724 | 0 | 0 | 86.724 | 0 | 0 | 0 | 0 | [74 empty] | 10 | 0
|  |  |  | 10.3012 | 103.012 | 0 | 0 | 0 | 0 | 0 | 0 | 0.173 | 0 | 103.012 | 5.659 | 0 | 97.354 | 0 | 0 | 97.354 | 0 | 0 | 0 | 0 | [74 empty] | 9 | 0
|  |  |  | 10.359 | 103.59 | 0 | 0 | 0 | 0 | 0 | 0 | 0.173 | 0 | 103.59 | 0 | 0 | 105.948 | 0 | 2.358 | 103.59 | 0 | 0 | 0 | 0 | [74 empty] | 8 | 0
|  |  |  | 10.6549 | 106.549 | 0 | 0 | 0 | 0 | 0 | 0 | 0.173 | 0 | 106.549 | 0 | 0 | 106.922 | 0 | 0.373 | 106.549 | 0 | 0 | 0 | 0 | [74 empty] | 7 | 0
|  |  |  | 10.6243 | 106.243 | 0 | 0 | 0 | 0 | 0 | 0 | 0.173 | 0 | 106.243 | 3.48 | 0 | 102.763 | 0 | 0 | 102.763 | 0 | 0 | 0 | 0 | [74 empty] | 6 | 0
|  |  |  | 10.6192 | 106.192 | 0 | 0 | 0 | 0 | 0 | 0 | 0.173 | 0 | 106.192 | 12.096 | 0 | 94.096 | 0 | 0 | 94.096 | 0 | 0 | 0 | 0 | [74 empty] | 5 | 0
|  |  |  | 10.4948 | 104.948 | 0 | 0 | 0 | 0 | 0 | 0 | 0.173 | 0 | 104.948 | 26.73 | 0 | 78.217 | 0 | 0 | 78.217 | 0 | 0 | 0 | 0 | [74 empty] | 4 | 0
|  |  |  | 8.5139 | 85.1388 | 0 | 0 | 0 | 0 | 0 | 0 | 0.173 | 0 | 85.139 | 28.544 | 0 | 56.595 | 0 | 0 | 56.595 | 0 | 0 | 0 | 0 | [74 empty] | 3 | 0
|  |  |  | 8.1335 | 81.3351 | 0 | 0 | 0 | 0 | 0 | 0 | 0.173 | 0 | 81.335 | 50.246 | 0 | 31.089 | 0 | 0 | 31.089 | 0 | 0 | 0 | 0 | [74 empty] | 2 | 0
|  |  |  | 7.572 | 75.7203 | 0 | 0 | 0 | 0 | 0 | 0 | 0.173 | 0 | 75.72 | 66.85 | 0 | 8.87 | 0 | 0 | 8.87 | 0 | 0 | 0 | 0 | [74 empty] | 1 | 0
|  |  |  | 7.6141 | 76.1406 | 0 | 0 | 0 | 0 | 0 | 0 | 0.173 | 0 | 76.141 | 76.141 | 0 | 0 | 0 | 0 | 0 | 0 | 0 | 0 | 0 | [74 empty] | 0 | 0
|  |  |  | 2.0396 | 20.3965 | 0 | 0 | 0 | 0 | 0 | 0 | 0.173 | 0 | 20.397 | 20.397 | 0 | 0 | 0 | 0 | 0 | 0 | 0 | 0 | 0 | [74 empty] | 0 | 0
|  |  |  | 2.035 | 20.3496 | 0 | 0 | 0 | 0 | 0 | 0 | 0.173 | 0 | 20.35 | 20.35 | 0 | 0 | 0 | 0 | 0 | 0 | 0 | 0 | 0 | [74 empty] | 0 | 0
|  |  |  | 2.0488 | 20.4878 | 0 | 0 | 0 | 0 | 0 | 0 | 0.173 | 0 | 20.488 | 20.488 | 0 | 0 | 0 | 0 | 0 | 0 | 0 | 0 | 0 | [74 empty] | 0 | 0
|  |  |  | 2.0348 | 20.3477 | 0 | 0 | 0 | 0 | 0 | 0 | 0.173 | 0 | 20.348 | 20.348 | 0 | 0 | 0 | 0 | 0 | 0 | 0 | 0 | 0 | [74 empty] | 0 | 0
|  |  |  | 2.0345 | 20.3449 | 0 | 0 | 0 | 0 | 0 | 0 | 0.173 | 0 | 20.345 | 20.345 | 0 | 0 | 0 | 0 | 0 | 0 | 0 | 0 | 0 | [74 empty] | 0 | 0
|  |  |  | 2.0343 | 20.3431 | 0 | 0 | 0 | 0 | 0 | 0 | 0.173 | 0 | 20.343 | 20.343 | 0 | 0 | 0 | 0 | 0 | 0 | 0 | 0 | 0 | [74 empty] | 0 | 0
|  |  |  | 2.0342 | 20.3423 | 0 | 0 | 0 | 0 | 0 | 0 | 0.173 | 0 | 20.342 | 20.342 | 0 | 0 | 0 | 0 | 0 | 0 | 0 | 0 | 0 | [74 empty] | 0 | 0
|  |  |  | 2.0705 | 20.7052 | 0 | 0 | 0 | 0 | 0 | 0 | 0.173 | 0 | 20.705 | 20.705 | 0 | 0 | 0 | 0 | 0 | 0 | 0 | 0 | 0 | [74 empty] | 0 | 0
|  |  |  | 1.9518 | 19.5182 | 0 | 0 | 0 | 0 | 0 | 0 | 0.173 | 0 | 19.518 | 19.518 | 0 | 0 | 0 | 0 | 0 | 0 | 0 | 0 | 0 | [74 empty] | 0 | 0
|  |  |  | 3.6172 | 36.1721 | 0 | 0 | 0 | 0 | 0 | 0 | 0.173 | 0 | 36.172 | 32.101 | 0 | 4.072 | 0 | 0 | 4.072 | 0 | 0 | 0 | 0 | [74 empty] | 13 | 0
|  |  |  | 7.0064 | 70.0639 | 0 | 0 | 0 | 0 | 0 | 0 | 0.173 | 0 | 70.064 | 47.641 | 0 | 22.423 | 0 | 0 | 22.423 | 0 | 0 | 0 | 0 | [74 empty] | 12 | 0
|  |  |  | 8.6527 | 86.5275 | 0 | 0 | 0 | 0 | 0 | 0 | 0.173 | 0 | 86.528 | 39.443 | 0 | 47.085 | 0 | 0 | 47.085 | 0 | 0 | 0 | 0 | [74 empty] | 11 | 0
|  |  |  | 8.9898 | 89.8981 | 0 | 0 | 0 | 0 | 0 | 0 | 0.173 | 0 | 89.898 | 21.293 | 0 | 68.606 | 0 | 0 | 68.606 | 0 | 0 | 0 | 0 | [74 empty] | 10 | 0
|  |  |  | 9.387 | 93.8703 | 0 | 0 | 0 | 0 | 0 | 0 | 0.173 | 0 | 93.87 | 9.778 | 0 | 84.092 | 0 | 0 | 84.092 | 0 | 0 | 0 | 0 | [74 empty] | 9 | 0
|  |  |  | 10.0987 | 100.987 | 0 | 0 | 0 | 0 | 0 | 0 | 0.173 | 0 | 100.987 | 6.833 | 0 | 94.155 | 0 | 0 | 94.155 | 0 | 0 | 0 | 0 | [74 empty] | 8 | 0
|  |  |  | 10.7137 | 107.137 | 0 | 0 | 0 | 0 | 0 | 0 | 0.173 | 0 | 107.137 | 11.048 | 0 | 96.089 | 0 | 0 | 96.089 | 0 | 0 | 0 | 0 | [74 empty] | 7 | 0
|  |  |  | 10.748 | 107.48 | 0 | 0 | 0 | 0 | 0 | 0 | 0.173 | 0 | 107.48 | 3.438 | 0 | 104.043 | 0 | 0 | 104.043 | 0 | 0 | 0 | 0 | [74 empty] | 6 | 0
|  |  |  | 10.7554 | 107.554 | 0 | 0 | 0 | 0 | 0 | 0 | 0.173 | 0 | 107.554 | 17.209 | 0 | 90.345 | 0 | 0 | 90.345 | 0 | 0 | 0 | 0 | [74 empty] | 5 | 0
|  |  |  | 10.6326 | 106.326 | 0 | 0 | 0 | 0 | 0 | 0 | 0.173 | 0 | 106.326 | 29.941 | 0 | 76.385 | 0 | 0 | 76.385 | 0 | 0 | 0 | 0 | [74 empty] | 4 | 0
|  |  |  | 10.3975 | 103.975 | 0 | 0 | 0 | 0 | 0 | 0 | 0.173 | 0 | 103.975 | 38.569 | 0 | 65.407 | 0 | 0 | 65.407 | 0 | 0 | 0 | 0 | [74 empty] | 3 | 0
|  |  |  | 8.3936 | 83.9359 | 0 | 0 | 0 | 0 | 0 | 0 | 0.173 | 0 | 83.936 | 45.62 | 0 | 38.316 | 0 | 0 | 38.316 | 0 | 0 | 0 | 0 | [74 empty] | 2 | 0
|  |  |  | 8.0855 | 80.8546 | 0 | 0 | 0 | 0 | 0 | 0 | 0.173 | 0 | 80.855 | 52.906 | 0 | 27.948 | 0 | 0 | 27.948 | 0 | 0 | 0 | 0 | [74 empty] | 1 | 0
|  |  |  | 7.4892 | 74.8917 | 0 | 0 | 0 | 0 | 0 | 0 | 0.173 | 0 | 74.892 | 67.49 | 0 | 7.401 | 0 | 0 | 7.401 | 0 | 0 | 0 | 0 | [74 empty] | 0 | 0
|  |  |  | 7.4894 | 74.8939 | 0 | 0 | 0 | 0 | 0 | 0 | 0.173 | 0 | 74.894 | 74.894 | 0 | 0 | 0 | 0 | 0 | 0 | 0 | 0 | 0 | [74 empty] | 0 | 0
|  |  |  | 2.0338 | 20.338 | 0 | 0 | 0 | 0 | 0 | 0 | 0.173 | 0 | 20.338 | 20.338 | 0 | 0 | 0 | 0 | 0 | 0 | 0 | 0 | 0 | [74 empty] | 0 | 0
|  |  |  | 2.0346 | 20.3461 | 0 | 0 | 0 | 0 | 0 | 0 | 0.173 | 0 | 20.346 | 20.346 | 0 | 0 | 0 | 0 | 0 | 0 | 0 | 0 | 0 | [74 empty] | 0 | 0
|  |  |  | 2.0487 | 20.4866 | 0 | 0 | 0 | 0 | 0 | 0 | 0.173 | 0 | 20.487 | 20.487 | 0 | 0 | 0 | 0 | 0 | 0 | 0 | 0 | 0 | [74 empty] | 0 | 0
|  |  |  | 2.0349 | 20.3487 | 0 | 0 | 0 | 0 | 0 | 0 | 0.173 | 0 | 20.349 | 20.349 | 0 | 0 | 0 | 0 | 0 | 0 | 0 | 0 | 0 | [74 empty] | 0 | 0
|  |  |  | 2.0349 | 20.3486 | 0 | 0 | 0 | 0 | 0 | 0 | 0.173 | 0 | 20.349 | 20.349 | 0 | 0 | 0 | 0 | 0 | 0 | 0 | 0 | 0 | [74 empty] | 0 | 0
|  |  |  | 2.0345 | 20.345 | 0 | 0 | 0 | 0 | 0 | 0 | 0.173 | 0 | 20.345 | 20.345 | 0 | 0 | 0 | 0 | 0 | 0 | 0 | 0 | 0 | [74 empty] | 0 | 0
|  |  |  | 2.0342 | 20.342 | 0 | 0 | 0 | 0 | 0 | 0 | 0.173 | 0 | 20.342 | 20.342 | 0 | 0 | 0 | 0 | 0 | 0 | 0 | 0 | 0 | [74 empty] | 0 | 0
|  |  |  | 2.0415 | 20.4147 | 0 | 0 | 0 | 0 | 0 | 0 | 0.173 | 0 | 20.415 | 20.415 | 0 | 0 | 0 | 0 | 0 | 0 | 0 | 0 | 0 | [74 empty] | 0 | 0
|  |  |  | 1.9278 | 19.2781 | 0 | 0 | 0 | 0 | 0 | 0 | 0.173 | 0 | 19.278 | 19.278 | 0 | 0 | 0 | 0 | 0 | 0 | 0 | 0 | 0 | [74 empty] | 0 | 0
|  |  |  | 3.5275 | 35.2753 | 0 | 0 | 0 | 0 | 0 | 0 | 0.173 | 0 | 35.275 | 31.829 | 0 | 3.446 | 0 | 0 | 3.446 | 0 | 0 | 0 | 0 | [74 empty] | 0 | 0
|  |  |  | 7.0286 | 70.2862 | 0 | 0 | 0 | 0 | 0 | 0 | 0.173 | 0 | 70.286 | 49.26 | 0 | 21.027 | 0 | 0 | 21.027 | 0 | 0 | 0 | 0 | [74 empty] | 13 | 0
|  |  |  | 8.7469 | 87.4689 | 0 | 0 | 0 | 0 | 0 | 0 | 0.173 | 0 | 87.469 | 43.133 | 0 | 44.336 | 0 | 0 | 44.336 | 0 | 0 | 0 | 0 | [74 empty] | 12 | 0
|  |  |  | 8.9235 | 89.2354 | 0 | 0 | 0 | 0 | 0 | 0 | 0.173 | 0 | 89.235 | 33.106 | 0 | 56.129 | 0 | 0 | 56.129 | 0 | 0 | 0 | 0 | [74 empty] | 11 | 0
|  |  |  | 9.2522 | 92.5221 | 0 | 0 | 0 | 0 | 0 | 0 | 0.173 | 0 | 92.522 | 7.121 | 0 | 85.401 | 0 | 0 | 85.401 | 0 | 0 | 0 | 0 | [74 empty] | 10 | 0
|  |  |  | 10.2666 | 102.666 | 0 | 0 | 0 | 0 | 0 | 0 | 0.173 | 0 | 102.666 | 6.316 | 0 | 96.35 | 0 | 0 | 96.35 | 0 | 0 | 0 | 0 | [74 empty] | 9 | 0
|  |  |  | 10.834 | 108.34 | 0 | 0 | 0 | 0 | 0 | 0 | 0.173 | 0 | 108.34 | 6.274 | 0 | 102.065 | 0 | 0 | 102.065 | 0 | 0 | 0 | 0 | [74 empty] | 8 | 0
|  |  |  | 10.6527 | 106.527 | 0 | 0 | 0 | 0 | 0 | 0 | 0.173 | 0 | 106.527 | 4.171 | 0 | 102.356 | 0 | 0 | 102.356 | 0 | 0 | 0 | 0 | [74 empty] | 7 | 0
|  |  |  | 10.8804 | 108.804 | 0 | 0 | 0 | 0 | 0 | 0 | 0.173 | 0 | 108.804 | 10.781 | 0 | 98.023 | 0 | 0 | 98.023 | 0 | 0 | 0 | 0 | [74 empty] | 6 | 0
|  |  |  | 11.0331 | 110.331 | 0 | 0 | 0 | 0 | 0 | 0 | 0.173 | 0 | 110.331 | 21.92 | 0 | 88.411 | 0 | 0 | 88.411 | 0 | 0 | 0 | 0 | [74 empty] | 5 | 0
|  |  |  | 10.822 | 108.22 | 0 | 0 | 0 | 0 | 0 | 0 | 0.173 | 0 | 108.22 | 34.307 | 0 | 73.913 | 0 | 0 | 73.913 | 0 | 0 | 0 | 0 | [74 empty] | 4 | 0
|  |  |  | 8.5192 | 85.1918 | 0 | 0 | 0 | 0 | 0 | 0 | 0.173 | 0 | 85.192 | 31.825 | 0 | 53.366 | 0 | 0 | 53.366 | 0 | 0 | 0 | 0 | [74 empty] | 3 | 0
|  |  |  | 7.8488 | 78.4879 | 0 | 0 | 0 | 0 | 0 | 0 | 0.173 | 0 | 78.488 | 48.693 | 0 | 29.795 | 0 | 0 | 29.795 | 0 | 0 | 0 | 0 | [74 empty] | 2 | 0
|  |  |  | 7.3067 | 73.0671 | 0 | 0 | 0 | 0 | 0 | 0 | 0.173 | 0 | 73.067 | 64.59 | 0 | 8.478 | 0 | 0 | 8.478 | 0 | 0 | 0 | 0 | [74 empty] | 1 | 0
|  |  |  | 7.4671 | 74.6708 | 0 | 0 | 0 | 0 | 0 | 0 | 0.173 | 0 | 74.671 | 74.671 | 0 | 0 | 0 | 0 | 0 | 0 | 0 | 0 | 0 | [74 empty] | 0 | 0
|  |  |  | 2.0395 | 20.3953 | 0 | 0 | 0 | 0 | 0 | 0 | 0.173 | 0 | 20.395 | 20.395 | 0 | 0 | 0 | 0 | 0 | 0 | 0 | 0 | 0 | [74 empty] | 0 | 0
|  |  |  | 2.0349 | 20.3488 | 0 | 0 | 0 | 0 | 0 | 0 | 0.173 | 0 | 20.349 | 20.349 | 0 | 0 | 0 | 0 | 0 | 0 | 0 | 0 | 0 | [74 empty] | 0 | 0
|  |  |  | 2.0489 | 20.4892 | 0 | 0 | 0 | 0 | 0 | 0 | 0.173 | 0 | 20.489 | 20.489 | 0 | 0 | 0 | 0 | 0 | 0 | 0 | 0 | 0 | [74 empty] | 0 | 0
|  |  |  | 2.0352 | 20.3516 | 0 | 0 | 0 | 0 | 0 | 0 | 0.173 | 0 | 20.352 | 20.352 | 0 | 0 | 0 | 0 | 0 | 0 | 0 | 0 | 0 | [74 empty] | 0 | 0
|  |  |  | 2.0353 | 20.3529 | 0 | 0 | 0 | 0 | 0 | 0 | 0.173 | 0 | 20.353 | 20.353 | 0 | 0 | 0 | 0 | 0 | 0 | 0 | 0 | 0 | [74 empty] | 0 | 0
|  |  |  | 2.0354 | 20.3538 | 0 | 0 | 0 | 0 | 0 | 0 | 0.173 | 0 | 20.354 | 20.354 | 0 | 0 | 0 | 0 | 0 | 0 | 0 | 0 | 0 | [74 empty] | 0 | 0
|  |  |  | 2.0355 | 20.355 | 0 | 0 | 0 | 0 | 0 | 0 | 0.173 | 0 | 20.355 | 20.355 | 0 | 0 | 0 | 0 | 0 | 0 | 0 | 0 | 0 | [74 empty] | 0 | 0
|  |  |  | 2.0434 | 20.4335 | 0 | 0 | 0 | 0 | 0 | 0 | 0.173 | 0 | 20.434 | 20.434 | 0 | 0 | 0 | 0 | 0 | 0 | 0 | 0 | 0 | [74 empty] | 0 | 0
|  |  |  | 1.9297 | 19.2971 | 0 | 0 | 0 | 0 | 0 | 0 | 0.173 | 0 | 19.297 | 19.297 | 0 | 0 | 0 | 0 | 0 | 0 | 0 | 0 | 0 | [74 empty] | 0 | 0
|  |  |  | 3.9531 | 39.5312 | 0 | 0 | 0 | 0 | 0 | 0 | 0.173 | 0 | 39.531 | 36.361 | 0 | 3.17 | 0 | 0 | 3.17 | 0 | 0 | 0 | 0 | [74 empty] | 0 | 0
|  |  |  | 7.3124 | 73.1238 | 0 | 0 | 0 | 0 | 0 | 0 | 0.173 | 0 | 73.124 | 51.734 | 0 | 21.39 | 0 | 0 | 21.39 | 0 | 0 | 0 | 0 | [74 empty] | 13 | 0
|  |  |  | 9.0894 | 90.8936 | 0 | 0 | 0 | 0 | 0 | 0 | 0.173 | 0 | 90.894 | 45.35 | 0 | 45.543 | 0 | 0 | 45.543 | 0 | 0 | 0 | 0 | [74 empty] | 12 | 0
|  |  |  | 9.3344 | 93.3435 | 0 | 0 | 0 | 0 | 0 | 0 | 0.173 | 0 | 93.344 | 27.152 | 0 | 66.192 | 0 | 0 | 66.192 | 0 | 0 | 0 | 0 | [74 empty] | 11 | 0
|  |  |  | 9.8927 | 98.9268 | 0 | 0 | 0 | 0 | 0 | 0 | 0.173 | 0 | 98.927 | 17.278 | 0 | 81.649 | 0 | 0 | 81.649 | 0 | 0 | 0 | 0 | [74 empty] | 10 | 0
|  |  |  | 10.5929 | 105.929 | 0 | 0 | 0 | 0 | 0 | 0 | 0.173 | 0 | 105.929 | 13.912 | 0 | 92.017 | 0 | 0 | 92.017 | 0 | 0 | 0 | 0 | [74 empty] | 9 | 0
|  |  |  | 11.0571 | 110.571 | 0 | 0 | 0 | 0 | 0 | 0 | 0.173 | 0 | 110.571 | 9.029 | 0 | 101.542 | 0 | 0 | 101.542 | 0 | 0 | 0 | 0 | [74 empty] | 8 | 0
|  |  |  | 11.2777 | 112.777 | 0 | 0 | 0 | 0 | 0 | 0 | 0.173 | 0 | 112.777 | 10.392 | 0 | 102.385 | 0 | 0 | 102.385 | 0 | 0 | 0 | 0 | [74 empty] | 7 | 0
|  |  |  | 11.5435 | 115.435 | 0 | 0 | 0 | 0 | 0 | 0 | 0.173 | 0 | 115.435 | 14.534 | 0 | 100.902 | 0 | 0 | 100.902 | 0 | 0 | 0 | 0 | [74 empty] | 6 | 0
|  |  |  | 11.5683 | 115.683 | 0 | 0 | 0 | 0 | 0 | 0 | 0.173 | 0 | 115.683 | 24.292 | 0 | 91.392 | 0 | 0 | 91.392 | 0 | 0 | 0 | 0 | [74 empty] | 5 | 0
|  |  |  | 11.1006 | 111.006 | 0 | 0 | 0 | 0 | 0 | 0 | 0.173 | 0 | 111.006 | 35.231 | 0 | 75.774 | 0 | 0 | 75.774 | 0 | 0 | 0 | 0 | [74 empty] | 4 | 0
|  |  |  | 8.9921 | 89.9206 | 0 | 0 | 0 | 0 | 0 | 0 | 0.173 | 0 | 89.921 | 34.722 | 0 | 55.199 | 0 | 0 | 55.199 | 0 | 0 | 0 | 0 | [74 empty] | 3 | 0
|  |  |  | 8.5377 | 85.3768 | 0 | 0 | 0 | 0 | 0 | 0 | 0.173 | 0 | 85.377 | 54.695 | 0 | 30.682 | 0 | 0 | 30.682 | 0 | 0 | 0 | 0 | [74 empty] | 2 | 0
|  |  |  | 7.868 | 78.6797 | 0 | 0 | 0 | 0 | 0 | 0 | 0.173 | 0 | 78.68 | 70.58 | 0 | 8.099 | 0 | 0 | 8.099 | 0 | 0 | 0 | 0 | [74 empty] | 1 | 0
|  |  |  | 7.8182 | 78.182 | 0 | 0 | 0 | 0 | 0 | 0 | 0.173 | 0 | 78.182 | 78.182 | 0 | 0 | 0 | 0 | 0 | 0 | 0 | 0 | 0 | [74 empty] | 0 | 0
|  |  |  | 2.0402 | 20.402 | 0 | 0 | 0 | 0 | 0 | 0 | 0.173 | 0 | 20.402 | 20.402 | 0 | 0 | 0 | 0 | 0 | 0 | 0 | 0 | 0 | [74 empty] | 0 | 0
|  |  |  | 2.0354 | 20.3542 | 0 | 0 | 0 | 0 | 0 | 0 | 0.173 | 0 | 20.354 | 20.354 | 0 | 0 | 0 | 0 | 0 | 0 | 0 | 0 | 0 | [74 empty] | 0 | 0
|  |  |  | 2.0494 | 20.4939 | 0 | 0 | 0 | 0 | 0 | 0 | 0.173 | 0 | 20.494 | 20.494 | 0 | 0 | 0 | 0 | 0 | 0 | 0 | 0 | 0 | [74 empty] | 0 | 0
|  |  |  | 2.0356 | 20.3565 | 0 | 0 | 0 | 0 | 0 | 0 | 0.173 | 0 | 20.357 | 20.357 | 0 | 0 | 0 | 0 | 0 | 0 | 0 | 0 | 0 | [74 empty] | 0 | 0
|  |  |  | 2.0355 | 20.355 | 0 | 0 | 0 | 0 | 0 | 0 | 0.173 | 0 | 20.355 | 20.355 | 0 | 0 | 0 | 0 | 0 | 0 | 0 | 0 | 0 | [74 empty] | 0 | 0
|  |  |  | 2.0353 | 20.3534 | 0 | 0 | 0 | 0 | 0 | 0 | 0.173 | 0 | 20.353 | 20.353 | 0 | 0 | 0 | 0 | 0 | 0 | 0 | 0 | 0 | [74 empty] | 0 | 0
|  |  |  | 2.0353 | 20.3526 | 0 | 0 | 0 | 0 | 0 | 0 | 0.173 | 0 | 20.353 | 20.353 | 0 | 0 | 0 | 0 | 0 | 0 | 0 | 0 | 0 | [74 empty] | 0 | 0
|  |  |  | 2.0728 | 20.7279 | 0 | 0 | 0 | 0 | 0 | 0 | 0.173 | 0 | 20.728 | 20.728 | 0 | 0 | 0 | 0 | 0 | 0 | 0 | 0 | 0 | [74 empty] | 0 | 0
|  |  |  | 1.9539 | 19.5393 | 0 | 0 | 0 | 0 | 0 | 0 | 0.173 | 0 | 19.539 | 19.539 | 0 | 0 | 0 | 0 | 0 | 0 | 0 | 0 | 0 | [74 empty] | 0 | 0
|  |  |  | 3.9561 | 39.5608 | 0 | 0 | 0 | 0 | 0 | 0 | 0.173 | 0 | 39.561 | 36.304 | 0 | 3.257 | 0 | 0 | 3.257 | 0 | 0 | 0 | 0 | [74 empty] | 0 | 0
|  |  |  | 7.4028 | 74.0275 | 0 | 0 | 0 | 0 | 0 | 0 | 0.173 | 0 | 74.028 | 52.303 | 0 | 21.725 | 0 | 0 | 21.725 | 0 | 0 | 0 | 0 | [74 empty] | 13 | 0
|  |  |  | 9.0123 | 90.1228 | 0 | 0 | 0 | 0 | 0 | 0 | 0.173 | 0 | 90.123 | 62.378 | 0 | 27.745 | 0 | 0 | 27.745 | 0 | 0 | 0 | 0 | [74 empty] | 12 | 0
|  |  |  | 9.1566 | 91.5662 | 0 | 0 | 0 | 0 | 0 | 0 | 0.173 | 0 | 91.566 | 22.219 | 0 | 69.347 | 0 | 0 | 69.347 | 0 | 0 | 0 | 0 | [74 empty] | 11 | 0
|  |  |  | 10.1632 | 101.632 | 0 | 0 | 0 | 0 | 0 | 0 | 0.173 | 0 | 101.632 | 16.072 | 0 | 85.561 | 0 | 0 | 85.561 | 0 | 0 | 0 | 0 | [74 empty] | 10 | 0
|  |  |  | 12.0361 | 120.361 | 0 | 0 | 0 | 0 | 0 | 0 | 0.173 | 0 | 120.361 | 23.677 | 0 | 96.685 | 0 | 0 | 96.685 | 0 | 0 | 0 | 0 | [74 empty] | 9 | 0
|  |  |  | 11.8344 | 118.344 | 0 | 0 | 0 | 0 | 0 | 0 | 0.173 | 0 | 118.344 | 12.498 | 0 | 105.846 | 0 | 0 | 105.846 | 0 | 0 | 0 | 0 | [74 empty] | 8 | 0
|  |  |  | 11.3638 | 113.638 | 0 | 0 | 0 | 0 | 0 | 0 | 0.173 | 0 | 113.638 | 6.745 | 0 | 106.893 | 0 | 0 | 106.893 | 0 | 0 | 0 | 0 | [74 empty] | 7 | 0
|  |  |  | 11.7923 | 117.923 | 0 | 0 | 0 | 0 | 0 | 0 | 0.173 | 0 | 117.923 | 15.364 | 0 | 102.559 | 0 | 0 | 102.559 | 0 | 0 | 0 | 0 | [74 empty] | 6 | 0
|  |  |  | 12.1139 | 121.139 | 0 | 0 | 0 | 0 | 0 | 0 | 0.173 | 0 | 121.139 | 28.031 | 0 | 93.108 | 0 | 0 | 93.108 | 0 | 0 | 0 | 0 | [74 empty] | 5 | 0
|  |  |  | 12.2338 | 122.338 | 0 | 0 | 0 | 0 | 0 | 0 | 0.173 | 0 | 122.338 | 44.12 | 0 | 78.217 | 0 | 0 | 78.217 | 0 | 0 | 0 | 0 | [74 empty] | 4 | 0
|  |  |  | 9.981 | 99.8101 | 0 | 0 | 0 | 0 | 0 | 0 | 0.173 | 0 | 99.81 | 42.605 | 0 | 57.205 | 0 | 0 | 57.205 | 0 | 0 | 0 | 0 | [74 empty] | 3 | 0
|  |  |  | 8.9875 | 89.8746 | 0 | 0 | 0 | 0 | 0 | 0 | 0.173 | 0 | 89.875 | 57.913 | 0 | 31.962 | 0 | 0 | 31.962 | 0 | 0 | 0 | 0 | [74 empty] | 2 | 0
|  |  |  | 8.1164 | 81.1637 | 0 | 0 | 0 | 0 | 0 | 0 | 0.173 | 0 | 81.164 | 72.424 | 0 | 8.739 | 0 | 0 | 8.739 | 0 | 0 | 0 | 0 | [74 empty] | 1 | 0
|  |  |  | 8.0276 | 80.2765 | 0 | 0 | 0 | 0 | 0 | 0 | 0.173 | 0 | 80.277 | 80.277 | 0 | 0 | 0 | 0 | 0 | 0 | 0 | 0 | 0 | [74 empty] | 0 | 0
|  |  |  | 2.035 | 20.3498 | 0 | 0 | 0 | 0 | 0 | 0 | 0.173 | 0 | 20.35 | 20.35 | 0 | 0 | 0 | 0 | 0 | 0 | 0 | 0 | 0 | [74 empty] | 0 | 0
|  |  |  | 2.0354 | 20.3541 | 0 | 0 | 0 | 0 | 0 | 0 | 0.173 | 0 | 20.354 | 20.354 | 0 | 0 | 0 | 0 | 0 | 0 | 0 | 0 | 0 | [74 empty] | 0 | 0
|  |  |  | 2.0492 | 20.4925 | 0 | 0 | 0 | 0 | 0 | 0 | 0.173 | 0 | 20.493 | 20.493 | 0 | 0 | 0 | 0 | 0 | 0 | 0 | 0 | 0 | [74 empty] | 0 | 0
|  |  |  | 2.0355 | 20.3548 | 0 | 0 | 0 | 0 | 0 | 0 | 0.173 | 0 | 20.355 | 20.355 | 0 | 0 | 0 | 0 | 0 | 0 | 0 | 0 | 0 | [74 empty] | 0 | 0
|  |  |  | 2.0354 | 20.3541 | 0 | 0 | 0 | 0 | 0 | 0 | 0.173 | 0 | 20.354 | 20.354 | 0 | 0 | 0 | 0 | 0 | 0 | 0 | 0 | 0 | [74 empty] | 0 | 0
|  |  |  | 2.0352 | 20.3517 | 0 | 0 | 0 | 0 | 0 | 0 | 0.173 | 0 | 20.352 | 20.352 | 0 | 0 | 0 | 0 | 0 | 0 | 0 | 0 | 0 | [74 empty] | 0 | 0
|  |  |  | 2.0349 | 20.3495 | 0 | 0 | 0 | 0 | 0 | 0 | 0.173 | 0 | 20.35 | 20.35 | 0 | 0 | 0 | 0 | 0 | 0 | 0 | 0 | 0 | [74 empty] | 0 | 0
|  |  |  | 2.0424 | 20.4237 | 0 | 0 | 0 | 0 | 0 | 0 | 0.173 | 0 | 20.424 | 20.424 | 0 | 0 | 0 | 0 | 0 | 0 | 0 | 0 | 0 | [74 empty] | 0 | 0
|  |  |  | 1.9287 | 19.2869 | 0 | 0 | 0 | 0 | 0 | 0 | 0.173 | 0 | 19.287 | 19.287 | 0 | 0 | 0 | 0 | 0 | 0 | 0 | 0 | 0 | [74 empty] | 0 | 0
|  |  |  | 1.7029 | 17.0292 | 0 | 0 | 0 | 0 | 0 | 0 | 0.173 | 0 | 17.029 | 13.612 | 0 | 3.417 | 0 | 0 | 3.417 | 0 | 0 | 0 | 0 | [74 empty] | 14 | 0
|  |  |  | 1.701 | 17.0103 | 0 | 0 | 0 | 0 | 0 | 0 | 0.173 | 0 | 17.01 | 0 | 0 | 22.35 | 0 | 5.34 | 17.01 | 0 | 0 | 0 | 0 | [74 empty] | 13 | 0
|  |  |  | 1.7014 | 17.0138 | 0 | 0 | 0 | 0 | 0 | 0 | 0.173 | 0 | 17.014 | 5.861 | 0 | 11.153 | 0 | 0 | 11.153 | 0 | 0 | 0 | 0 | [74 empty] | 12 | 0
|  |  |  | 1.703 | 17.0299 | 0 | 0 | 0 | 0 | 0 | 0 | 0.173 | 0 | 17.03 | 0 | 0 | 38.084 | 0 | 21.054 | 17.03 | 0 | 0 | 0 | 0 | [74 empty] | 11 | 0
|  |  |  | 1.7036 | 17.0362 | 0 | 0 | 0 | 0 | 0 | 0 | 0.173 | 0 | 17.036 | 0 | 0 | 69.711 | 0 | 52.675 | 17.036 | 0 | 0 | 0 | 0 | [74 empty] | 10 | 0
|  |  |  | 1.7161 | 17.1611 | 0 | 0 | 0 | 0 | 0 | 0 | 0.173 | 0 | 17.161 | 0 | 0 | 101.614 | 0 | 84.453 | 17.161 | 0 | 0 | 0 | 0 | [74 empty] | 9 | 0
|  |  |  | 2.3334 | 23.3337 | 0 | 0 | 0 | 0 | 0 | 0 | 0.173 | 0 | 23.334 | 0 | 0 | 107.096 | 0 | 83.763 | 23.333 | 0 | 0 | 0 | 0 | [74 empty] | 8 | 0
|  |  |  | 2.5409 | 25.4094 | 0 | 0 | 0 | 0 | 0 | 0 | 0.173 | 0 | 25.409 | 0 | 0 | 109.278 | 0 | 83.868 | 25.41 | 0 | 0 | 0 | 0 | [74 empty] | 7 | 0
|  |  |  | 2.6566 | 26.5665 | 0 | 0 | 0 | 0 | 0 | 0 | 0.173 | 0 | 26.566 | 0 | 0 | 104.421 | 0 | 77.854 | 26.567 | 0 | 0 | 0 | 0 | [74 empty] | 6 | 0
|  |  |  | 2.8779 | 28.7789 | 0 | 0 | 0 | 0 | 0 | 0 | 0.173 | 0 | 28.779 | 0 | 0 | 94.3 | 0 | 65.521 | 28.779 | 0 | 0 | 0 | 0 | [74 empty] | 5 | 0
|  |  |  | 2.9167 | 29.1671 | 0 | 0 | 0 | 0 | 0 | 0 | 0.173 | 0 | 29.167 | 0 | 0 | 78.377 | 0 | 49.21 | 29.167 | 0 | 0 | 0 | 0 | [74 empty] | 4 | 0
|  |  |  | 2.7725 | 27.7245 | 0 | 0 | 0 | 0 | 0 | 0 | 0.173 | 0 | 27.725 | 0 | 0 | 56.682 | 0 | 28.957 | 27.725 | 0 | 0 | 0 | 0 | [74 empty] | 3 | 0
|  |  |  | 2.4188 | 24.188 | 0 | 0 | 0 | 0 | 0 | 0 | 0.173 | 0 | 24.188 | 0 | 0 | 31.118 | 0 | 6.93 | 24.188 | 0 | 0 | 0 | 0 | [74 empty] | 2 | 0
|  |  |  | 1.7077 | 17.0774 | 0 | 0 | 0 | 0 | 0 | 0 | 0.173 | 0 | 17.077 | 8.338 | 0 | 8.739 | 0 | 0 | 8.739 | 0 | 0 | 0 | 0 | [74 empty] | 1 | 0
|  |  |  | 2.0459 | 20.459 | 0 | 0 | 0 | 0 | 0 | 0 | 0.173 | 0 | 20.459 | 20.459 | 0 | 0 | 0 | 0 | 0 | 0 | 0 | 0 | 0 | [74 empty] | 0 | 0
|  |  |  | 2.0415 | 20.4154 | 0 | 0 | 0 | 0 | 0 | 0 | 0.173 | 0 | 20.415 | 20.415 | 0 | 0 | 0 | 0 | 0 | 0 | 0 | 0 | 0 | [74 empty] | 0 | 0
|  |  |  | 2.0354 | 20.3541 | 0 | 0 | 0 | 0 | 0 | 0 | 0.173 | 0 | 20.354 | 20.354 | 0 | 0 | 0 | 0 | 0 | 0 | 0 | 0 | 0 | [74 empty] | 0 | 0
|  |  |  | 2.0483 | 20.4829 | 0 | 0 | 0 | 0 | 0 | 0 | 0.173 | 0 | 20.483 | 20.483 | 0 | 0 | 0 | 0 | 0 | 0 | 0 | 0 | 0 | [74 empty] | 0 | 0
|  |  |  | 2.035 | 20.3501 | 0 | 0 | 0 | 0 | 0 | 0 | 0.173 | 0 | 20.35 | 20.35 | 0 | 0 | 0 | 0 | 0 | 0 | 0 | 0 | 0 | [74 empty] | 0 | 0
|  |  |  | 2.0348 | 20.3477 | 0 | 0 | 0 | 0 | 0 | 0 | 0.173 | 0 | 20.348 | 20.348 | 0 | 0 | 0 | 0 | 0 | 0 | 0 | 0 | 0 | [74 empty] | 0 | 0
|  |  |  | 2.0346 | 20.3457 | 0 | 0 | 0 | 0 | 0 | 0 | 0.173 | 0 | 20.346 | 20.346 | 0 | 0 | 0 | 0 | 0 | 0 | 0 | 0 | 0 | [74 empty] | 0 | 0
|  |  |  | 2.0345 | 20.3449 | 0 | 0 | 0 | 0 | 0 | 0 | 0.173 | 0 | 20.345 | 20.345 | 0 | 0 | 0 | 0 | 0 | 0 | 0 | 0 | 0 | [74 empty] | 0 | 0
|  |  |  | 2.0419 | 20.4195 | 0 | 0 | 0 | 0 | 0 | 0 | 0.173 | 0 | 20.419 | 20.419 | 0 | 0 | 0 | 0 | 0 | 0 | 0 | 0 | 0 | [74 empty] | 0 | 0
|  |  |  | 1.9285 | 19.2853 | 0 | 0 | 0 | 0 | 0 | 0 | 0.173 | 0 | 19.285 | 19.285 | 0 | 0 | 0 | 0 | 0 | 0 | 0 | 0 | 0 | [74 empty] | 0 | 0
|  |  |  | 1.7027 | 17.0271 | 0 | 0 | 0 | 0 | 0 | 0 | 0.173 | 0 | 17.027 | 13.508 | 0 | 3.519 | 0 | 0 | 3.519 | 0 | 0 | 0 | 0 | [74 empty] | 14 | 0
|  |  |  | 1.7007 | 17.0067 | 0 | 0 | 0 | 0 | 0 | 0 | 0.173 | 0 | 17.007 | 0 | 0 | 19.398 | 0 | 2.391 | 17.007 | 0 | 0 | 0 | 0 | [74 empty] | 13 | 0
|  |  |  | 1.7011 | 17.0109 | 0 | 0 | 0 | 0 | 0 | 0 | 0.173 | 0 | 17.011 | 0 | 0 | 40.657 | 0 | 23.646 | 17.011 | 0 | 0 | 0 | 0 | [74 empty] | 12 | 0
|  |  |  | 1.7025 | 17.0249 | 0 | 0 | 0 | 0 | 0 | 0 | 0.173 | 0 | 17.025 | 0 | 0 | 71.616 | 0 | 54.591 | 17.025 | 0 | 0 | 0 | 0 | [74 empty] | 11 | 0
|  |  |  | 1.7034 | 17.034 | 0 | 0 | 0 | 0 | 0 | 0 | 0.173 | 0 | 17.034 | 0 | 0 | 88.236 | 0 | 71.202 | 17.034 | 0 | 0 | 0 | 0 | [74 empty] | 10 | 0
|  |  |  | 2.0222 | 20.2224 | 0 | 0 | 0 | 0 | 0 | 0 | 0.173 | 0 | 20.222 | 0 | 0 | 99.578 | 0 | 79.356 | 20.222 | 0 | 0 | 0 | 0 | [74 empty] | 9 | 0
|  |  |  | 2.161 | 21.6102 | 0 | 0 | 0 | 0 | 0 | 0 | 0.173 | 0 | 21.61 | 0 | 0 | 108.245 | 0 | 86.635 | 21.61 | 0 | 0 | 0 | 0 | [74 empty] | 8 | 0
|  |  |  | 2.5701 | 25.7008 | 0 | 0 | 0 | 0 | 0 | 0 | 0.173 | 0 | 25.701 | 0 | 0 | 109.35 | 0 | 83.649 | 25.701 | 0 | 0 | 0 | 0 | [74 empty] | 7 | 0
|  |  |  | 2.8685 | 28.6847 | 0 | 0 | 0 | 0 | 0 | 0 | 0.173 | 0 | 28.685 | 0 | 0 | 106.747 | 0 | 78.063 | 28.684 | 0 | 0 | 0 | 0 | [74 empty] | 6 | 0
|  |  |  | 2.6901 | 26.9008 | 0 | 0 | 0 | 0 | 0 | 0 | 0.173 | 0 | 26.901 | 0 | 0 | 96.859 | 0 | 69.958 | 26.901 | 0 | 0 | 0 | 0 | [74 empty] | 5 | 0
|  |  |  | 2.889 | 28.8896 | 0 | 0 | 0 | 0 | 0 | 0 | 0.173 | 0 | 28.89 | 0 | 0 | 80.777 | 0 | 51.887 | 28.89 | 0 | 0 | 0 | 0 | [74 empty] | 4 | 0
|  |  |  | 2.4888 | 24.888 | 0 | 0 | 0 | 0 | 0 | 0 | 0.173 | 0 | 24.888 | 0 | 0 | 59.052 | 0 | 34.164 | 24.888 | 0 | 0 | 0 | 0 | [74 empty] | 3 | 0
|  |  |  | 2.0119 | 20.1186 | 0 | 0 | 0 | 0 | 0 | 0 | 0.173 | 0 | 20.119 | 0 | 0 | 32.965 | 0 | 12.846 | 20.119 | 0 | 0 | 0 | 0 | [74 empty] | 2 | 0
|  |  |  | 1.7068 | 17.0676 | 0 | 0 | 0 | 0 | 0 | 0 | 0.173 | 0 | 17.068 | 8.067 | 0 | 9.001 | 0 | 0 | 9.001 | 0 | 0 | 0 | 0 | [74 empty] | 1 | 0
|  |  |  | 2.0451 | 20.4507 | 0 | 0 | 0 | 0 | 0 | 0 | 0.173 | 0 | 20.451 | 20.451 | 0 | 0 | 0 | 0 | 0 | 0 | 0 | 0 | 0 | [74 empty] | 0 | 0
|  |  |  | 2.0408 | 20.4079 | 0 | 0 | 0 | 0 | 0 | 0 | 0.173 | 0 | 20.408 | 20.408 | 0 | 0 | 0 | 0 | 0 | 0 | 0 | 0 | 0 | [74 empty] | 0 | 0
|  |  |  | 2.0348 | 20.3478 | 0 | 0 | 0 | 0 | 0 | 0 | 0.173 | 0 | 20.348 | 20.348 | 0 | 0 | 0 | 0 | 0 | 0 | 0 | 0 | 0 | [74 empty] | 0 | 0
|  |  |  | 2.0477 | 20.4774 | 0 | 0 | 0 | 0 | 0 | 0 | 0.173 | 0 | 20.477 | 20.477 | 0 | 0 | 0 | 0 | 0 | 0 | 0 | 0 | 0 | [74 empty] | 0 | 0
|  |  |  | 2.0345 | 20.3452 | 0 | 0 | 0 | 0 | 0 | 0 | 0.173 | 0 | 20.345 | 20.345 | 0 | 0 | 0 | 0 | 0 | 0 | 0 | 0 | 0 | [74 empty] | 0 | 0
|  |  |  | 2.0346 | 20.3458 | 0 | 0 | 0 | 0 | 0 | 0 | 0.173 | 0 | 20.346 | 20.346 | 0 | 0 | 0 | 0 | 0 | 0 | 0 | 0 | 0 | [74 empty] | 0 | 0
|  |  |  | 2.0344 | 20.3439 | 0 | 0 | 0 | 0 | 0 | 0 | 0.173 | 0 | 20.344 | 20.344 | 0 | 0 | 0 | 0 | 0 | 0 | 0 | 0 | 0 | [74 empty] | 0 | 0
|  |  |  | 2.0342 | 20.3422 | 0 | 0 | 0 | 0 | 0 | 0 | 0.173 | 0 | 20.342 | 20.342 | 0 | 0 | 0 | 0 | 0 | 0 | 0 | 0 | 0 | [74 empty] | 0 | 0
|  |  |  | 2.0418 | 20.418 | 0 | 0 | 0 | 0 | 0 | 0 | 0.173 | 0 | 20.418 | 20.418 | 0 | 0 | 0 | 0 | 0 | 0 | 0 | 0 | 0 | [74 empty] | 0 | 0
|  |  |  | 1.9283 | 19.2829 | 0 | 0 | 0 | 0 | 0 | 0 | 0.173 | 0 | 19.283 | 19.283 | 0 | 0 | 0 | 0 | 0 | 0 | 0 | 0 | 0 | [74 empty] | 0 | 0
|  |  |  | 3.6968 | 36.9678 | 0 | 0 | 0 | 0 | 0 | 0 | 0.173 | 0 | 36.968 | 33.58 | 0 | 3.388 | 0 | 0 | 3.388 | 0 | 0 | 0 | 0 | [74 empty] | 0 | 0
|  |  |  | 7.0818 | 70.8175 | 0 | 0 | 0 | 0 | 0 | 0 | 0.173 | 0 | 70.817 | 48.395 | 0 | 22.423 | 0 | 0 | 22.423 | 0 | 0 | 0 | 0 | [74 empty] | 13 | 0
|  |  |  | 8.7348 | 87.3477 | 0 | 0 | 0 | 0 | 0 | 0 | 0.173 | 0 | 87.348 | 39.681 | 0 | 47.666 | 0 | 0 | 47.666 | 0 | 0 | 0 | 0 | [74 empty] | 12 | 0
|  |  |  | 9.0471 | 90.4713 | 0 | 0 | 0 | 0 | 0 | 0 | 0.173 | 0 | 90.471 | 21.226 | 0 | 69.245 | 0 | 0 | 69.245 | 0 | 0 | 0 | 0 | [74 empty] | 11 | 0
|  |  |  | 9.5865 | 95.8649 | 0 | 0 | 0 | 0 | 0 | 0 | 0.173 | 0 | 95.865 | 11.089 | 0 | 84.775 | 0 | 0 | 84.775 | 0 | 0 | 0 | 0 | [74 empty] | 10 | 0
|  |  |  | 10.2257 | 102.257 | 0 | 0 | 0 | 0 | 0 | 0 | 0.173 | 0 | 102.257 | 3.479 | 0 | 98.779 | 0 | 0 | 98.779 | 0 | 0 | 0 | 0 | [74 empty] | 9 | 0
|  |  |  | 10.8534 | 108.534 | 0 | 0 | 0 | 0 | 0 | 0 | 0.173 | 0 | 108.534 | 4.2 | 0 | 104.333 | 0 | 0 | 104.333 | 0 | 0 | 0 | 0 | [74 empty] | 8 | 0
|  |  |  | 10.9363 | 109.363 | 0 | 0 | 0 | 0 | 0 | 0 | 0.173 | 0 | 109.363 | 0.987 | 0 | 108.376 | 0 | 0 | 108.376 | 0 | 0 | 0 | 0 | [74 empty] | 7 | 0
|  |  |  | 10.8198 | 108.198 | 0 | 0 | 0 | 0 | 0 | 0 | 0.173 | 0 | 108.198 | 4.271 | 0 | 103.926 | 0 | 0 | 103.926 | 0 | 0 | 0 | 0 | [74 empty] | 6 | 0
|  |  |  | 10.6667 | 106.667 | 0 | 0 | 0 | 0 | 0 | 0 | 0.173 | 0 | 106.667 | 12.367 | 0 | 94.3 | 0 | 0 | 94.3 | 0 | 0 | 0 | 0 | [74 empty] | 5 | 0
|  |  |  | 10.6145 | 106.145 | 0 | 0 | 0 | 0 | 0 | 0 | 0.173 | 0 | 106.145 | 26.211 | 0 | 79.933 | 0 | 0 | 79.933 | 0 | 0 | 0 | 0 | [74 empty] | 4 | 0
|  |  |  | 8.6049 | 86.0489 | 0 | 0 | 0 | 0 | 0 | 0 | 0.173 | 0 | 86.049 | 27.855 | 0 | 58.194 | 0 | 0 | 58.194 | 0 | 0 | 0 | 0 | [74 empty] | 3 | 0
|  |  |  | 7.8239 | 78.2392 | 0 | 0 | 0 | 0 | 0 | 0 | 0.173 | 0 | 78.239 | 45.87 | 0 | 32.369 | 0 | 0 | 32.369 | 0 | 0 | 0 | 0 | [74 empty] | 2 | 0
|  |  |  | 7.3317 | 73.3173 | 0 | 0 | 0 | 0 | 0 | 0 | 0.173 | 0 | 73.317 | 64.127 | 0 | 9.19 | 0 | 0 | 9.19 | 0 | 0 | 0 | 0 | [74 empty] | 1 | 0
|  |  |  | 7.534 | 75.3403 | 0 | 0 | 0 | 0 | 0 | 0 | 0.173 | 0 | 75.34 | 75.34 | 0 | 0 | 0 | 0 | 0 | 0 | 0 | 0 | 0 | [74 empty] | 0 | 0
|  |  |  | 2.0394 | 20.3944 | 0 | 0 | 0 | 0 | 0 | 0 | 0.173 | 0 | 20.394 | 20.394 | 0 | 0 | 0 | 0 | 0 | 0 | 0 | 0 | 0 | [74 empty] | 0 | 0
|  |  |  | 2.0347 | 20.3465 | 0 | 0 | 0 | 0 | 0 | 0 | 0.173 | 0 | 20.347 | 20.347 | 0 | 0 | 0 | 0 | 0 | 0 | 0 | 0 | 0 | [74 empty] | 0 | 0
|  |  |  | 2.0485 | 20.4852 | 0 | 0 | 0 | 0 | 0 | 0 | 0.173 | 0 | 20.485 | 20.485 | 0 | 0 | 0 | 0 | 0 | 0 | 0 | 0 | 0 | [74 empty] | 0 | 0
|  |  |  | 2.0346 | 20.3461 | 0 | 0 | 0 | 0 | 0 | 0 | 0.173 | 0 | 20.346 | 20.346 | 0 | 0 | 0 | 0 | 0 | 0 | 0 | 0 | 0 | [74 empty] | 0 | 0
|  |  |  | 2.0346 | 20.3457 | 0 | 0 | 0 | 0 | 0 | 0 | 0.173 | 0 | 20.346 | 20.346 | 0 | 0 | 0 | 0 | 0 | 0 | 0 | 0 | 0 | [74 empty] | 0 | 0
|  |  |  | 2.0345 | 20.3451 | 0 | 0 | 0 | 0 | 0 | 0 | 0.173 | 0 | 20.345 | 20.345 | 0 | 0 | 0 | 0 | 0 | 0 | 0 | 0 | 0 | [74 empty] | 0 | 0
|  |  |  | 2.0346 | 20.346 | 0 | 0 | 0 | 0 | 0 | 0 | 0.173 | 0 | 20.346 | 20.346 | 0 | 0 | 0 | 0 | 0 | 0 | 0 | 0 | 0 | [74 empty] | 0 | 0
|  |  |  | 2.0718 | 20.7185 | 0 | 0 | 0 | 0 | 0 | 0 | 0.173 | 0 | 20.718 | 20.718 | 0 | 0 | 0 | 0 | 0 | 0 | 0 | 0 | 0 | [74 empty] | 0 | 0
|  |  |  | 1.9531 | 19.5307 | 0 | 0 | 0 | 0 | 0 | 0 | 0.173 | 0 | 19.531 | 19.531 | 0 | 0 | 0 | 0 | 0 | 0 | 0 | 0 | 0 | [74 empty] | 0 | 0
|  |  |  | 3.7742 | 37.7417 | 0 | 0 | 0 | 0 | 0 | 0 | 0.173 | 0 | 37.742 | 34.441 | 0 | 3.301 | 0 | 0 | 3.301 | 0 | 0 | 0 | 0 | [74 empty] | 0 | 0
|  |  |  | 7.1636 | 71.6361 | 0 | 0 | 0 | 0 | 0 | 0 | 0.173 | 0 | 71.636 | 49.781 | 0 | 21.856 | 0 | 0 | 21.856 | 0 | 0 | 0 | 0 | [74 empty] | 13 | 0
|  |  |  | 9.0076 | 90.0757 | 0 | 0 | 0 | 0 | 0 | 0 | 0.173 | 0 | 90.076 | 42.729 | 0 | 47.346 | 0 | 0 | 47.346 | 0 | 0 | 0 | 0 | [74 empty] | 12 | 0
|  |  |  | 9.5776 | 95.7755 | 0 | 0 | 0 | 0 | 0 | 0 | 0.173 | 0 | 95.776 | 26.225 | 0 | 69.551 | 0 | 0 | 69.551 | 0 | 0 | 0 | 0 | [74 empty] | 11 | 0
|  |  |  | 9.9127 | 99.1273 | 0 | 0 | 0 | 0 | 0 | 0 | 0.173 | 0 | 99.127 | 13.319 | 0 | 85.808 | 0 | 0 | 85.808 | 0 | 0 | 0 | 0 | [74 empty] | 10 | 0
|  |  |  | 10.3028 | 103.028 | 0 | 0 | 0 | 0 | 0 | 0 | 0.173 | 0 | 103.028 | 6.488 | 0 | 96.539 | 0 | 0 | 96.539 | 0 | 0 | 0 | 0 | [74 empty] | 9 | 0
|  |  |  | 10.6199 | 106.199 | 0 | 0 | 0 | 0 | 0 | 0 | 0.173 | 0 | 106.199 | 4.177 | 0 | 102.021 | 0 | 0 | 102.021 | 0 | 0 | 0 | 0 | [74 empty] | 8 | 0
|  |  |  | 10.704 | 107.04 | 0 | 0 | 0 | 0 | 0 | 0 | 0.173 | 0 | 107.04 | 1.049 | 0 | 105.991 | 0 | 0 | 105.991 | 0 | 0 | 0 | 0 | [74 empty] | 7 | 0
|  |  |  | 10.8575 | 108.575 | 0 | 0 | 0 | 0 | 0 | 0 | 0.173 | 0 | 108.575 | 7.106 | 0 | 101.469 | 0 | 0 | 101.469 | 0 | 0 | 0 | 0 | [74 empty] | 6 | 0
|  |  |  | 10.7461 | 107.461 | 0 | 0 | 0 | 0 | 0 | 0 | 0.173 | 0 | 107.461 | 15.517 | 0 | 91.944 | 0 | 0 | 91.944 | 0 | 0 | 0 | 0 | [74 empty] | 5 | 0
|  |  |  | 10.528 | 105.28 | 0 | 0 | 0 | 0 | 0 | 0 | 0.173 | 0 | 105.28 | 28.561 | 0 | 76.72 | 0 | 0 | 76.72 | 0 | 0 | 0 | 0 | [74 empty] | 4 | 0
|  |  |  | 8.2525 | 82.5246 | 0 | 0 | 0 | 0 | 0 | 0 | 0.173 | 0 | 82.525 | 26.541 | 0 | 55.984 | 0 | 0 | 55.984 | 0 | 0 | 0 | 0 | [74 empty] | 3 | 0
|  |  |  | 7.6776 | 76.7762 | 0 | 0 | 0 | 0 | 0 | 0 | 0.173 | 0 | 76.776 | 45.396 | 0 | 31.38 | 0 | 0 | 31.38 | 0 | 0 | 0 | 0 | [74 empty] | 2 | 0
|  |  |  | 7.4322 | 74.3224 | 0 | 0 | 0 | 0 | 0 | 0 | 0.173 | 0 | 74.322 | 65.641 | 0 | 8.681 | 0 | 0 | 8.681 | 0 | 0 | 0 | 0 | [74 empty] | 1 | 0
|  |  |  | 7.6102 | 76.1023 | 0 | 0 | 0 | 0 | 0 | 0 | 0.173 | 0 | 76.102 | 76.102 | 0 | 0 | 0 | 0 | 0 | 0 | 0 | 0 | 0 | [74 empty] | 0 | 0
|  |  |  | 2.0342 | 20.3423 | 0 | 0 | 0 | 0 | 0 | 0 | 0.173 | 0 | 20.342 | 20.342 | 0 | 0 | 0 | 0 | 0 | 0 | 0 | 0 | 0 | [74 empty] | 0 | 0
|  |  |  | 2.035 | 20.3503 | 0 | 0 | 0 | 0 | 0 | 0 | 0.173 | 0 | 20.35 | 20.35 | 0 | 0 | 0 | 0 | 0 | 0 | 0 | 0 | 0 | [74 empty] | 0 | 0
|  |  |  | 2.049 | 20.4905 | 0 | 0 | 0 | 0 | 0 | 0 | 0.173 | 0 | 20.491 | 20.491 | 0 | 0 | 0 | 0 | 0 | 0 | 0 | 0 | 0 | [74 empty] | 0 | 0
|  |  |  | 2.0351 | 20.3513 | 0 | 0 | 0 | 0 | 0 | 0 | 0.173 | 0 | 20.351 | 20.351 | 0 | 0 | 0 | 0 | 0 | 0 | 0 | 0 | 0 | [74 empty] | 0 | 0
|  |  |  | 2.035 | 20.3497 | 0 | 0 | 0 | 0 | 0 | 0 | 0.173 | 0 | 20.35 | 20.35 | 0 | 0 | 0 | 0 | 0 | 0 | 0 | 0 | 0 | [74 empty] | 0 | 0
|  |  |  | 2.0349 | 20.349 | 0 | 0 | 0 | 0 | 0 | 0 | 0.173 | 0 | 20.349 | 20.349 | 0 | 0 | 0 | 0 | 0 | 0 | 0 | 0 | 0 | [74 empty] | 0 | 0
|  |  |  | 2.0348 | 20.3481 | 0 | 0 | 0 | 0 | 0 | 0 | 0.173 | 0 | 20.348 | 20.348 | 0 | 0 | 0 | 0 | 0 | 0 | 0 | 0 | 0 | [74 empty] | 0 | 0
|  |  |  | 2.0422 | 20.4223 | 0 | 0 | 0 | 0 | 0 | 0 | 0.173 | 0 | 20.422 | 20.422 | 0 | 0 | 0 | 0 | 0 | 0 | 0 | 0 | 0 | [74 empty] | 0 | 0
|  |  |  | 1.9284 | 19.2836 | 0 | 0 | 0 | 0 | 0 | 0 | 0.173 | 0 | 19.284 | 19.284 | 0 | 0 | 0 | 0 | 0 | 0 | 0 | 0 | 0 | [74 empty] | 0 | 0
|  |  |  | 3.759 | 37.5901 | 0 | 0 | 0 | 0 | 0 | 0 | 0.173 | 0 | 37.59 | 34.42 | 0 | 3.17 | 0 | 0 | 3.17 | 0 | 0 | 0 | 0 | [74 empty] | 0 | 0
|  |  |  | 7.4081 | 74.0809 | 0 | 0 | 0 | 0 | 0 | 0 | 0.173 | 0 | 74.081 | 52.676 | 0 | 21.405 | 0 | 0 | 21.405 | 0 | 0 | 0 | 0 | [74 empty] | 12 | 0
|  |  |  | 9.5226 | 95.2262 | 0 | 0 | 0 | 0 | 0 | 0 | 0.173 | 0 | 95.226 | 48.927 | 0 | 46.299 | 0 | 0 | 46.299 | 0 | 0 | 0 | 0 | [74 empty] | 11 | 0
|  |  |  | 11.0417 | 110.417 | 0 | 0 | 0 | 0 | 0 | 0 | 0.173 | 0 | 110.417 | 43.28 | 0 | 67.137 | 0 | 0 | 67.137 | 0 | 0 | 0 | 0 | [74 empty] | 10 | 0
|  |  |  | 12.0475 | 120.475 | 0 | 0 | 0 | 0 | 0 | 0 | 0.173 | 0 | 120.475 | 38.245 | 0 | 82.231 | 0 | 0 | 82.231 | 0 | 0 | 0 | 0 | [74 empty] | 9 | 0
|  |  |  | 12.5568 | 125.568 | 0 | 0 | 0 | 0 | 0 | 0 | 0.173 | 0 | 125.568 | 32.998 | 0 | 92.57 | 0 | 0 | 92.57 | 0 | 0 | 0 | 0 | [74 empty] | 8 | 0
|  |  |  | 12.6774 | 126.774 | 0 | 0 | 0 | 0 | 0 | 0 | 0.173 | 0 | 126.774 | 25.233 | 0 | 101.542 | 0 | 0 | 101.542 | 0 | 0 | 0 | 0 | [74 empty] | 7 | 0
|  |  |  | 12.9466 | 129.466 | 0 | 0 | 0 | 0 | 0 | 0 | 0.173 | 0 | 129.466 | 26.544 | 0 | 102.923 | 0 | 0 | 102.923 | 0 | 0 | 0 | 0 | [74 empty] | 6 | 0
|  |  |  | 13.1258 | 131.258 | 0 | 0 | 0 | 0 | 0 | 0 | 0.173 | 0 | 131.258 | 29.862 | 0 | 101.396 | 0 | 0 | 101.396 | 0 | 0 | 0 | 0 | [74 empty] | 5 | 0
|  |  |  | 12.8721 | 128.721 | 0 | 0 | 0 | 0 | 0 | 0 | 0.173 | 0 | 128.721 | 37.213 | 0 | 91.508 | 0 | 0 | 91.508 | 0 | 0 | 0 | 0 | [74 empty] | 4 | 0
|  |  |  | 12.4848 | 124.848 | 0 | 0 | 0 | 0 | 0 | 0 | 0.173 | 0 | 124.848 | 48.346 | 0 | 76.502 | 0 | 0 | 76.502 | 0 | 0 | 0 | 0 | [74 empty] | 3 | 0
|  |  |  | 10.2605 | 102.605 | 0 | 0 | 0 | 0 | 0 | 0 | 0.173 | 0 | 102.605 | 46.97 | 0 | 55.635 | 0 | 0 | 55.635 | 0 | 0 | 0 | 0 | [74 empty] | 2 | 0
|  |  |  | 9.5779 | 95.7786 | 0 | 0 | 0 | 0 | 0 | 0 | 0.173 | 0 | 95.779 | 64.5 | 0 | 31.278 | 0 | 0 | 31.278 | 0 | 0 | 0 | 0 | [74 empty] | 1 | 0
|  |  |  | 8.9722 | 89.7216 | 0 | 0 | 0 | 0 | 0 | 0 | 0.173 | 0 | 89.722 | 81.128 | 0 | 8.594 | 0 | 0 | 8.594 | 0 | 0 | 0 | 0 | [74 empty] | 0 | 0
|  |  |  | 8.7527 | 87.5266 | 0 | 0 | 0 | 0 | 0 | 0 | 0.173 | 0 | 87.527 | 87.527 | 0 | 0 | 0 | 0 | 0 | 0 | 0 | 0 | 0 | [74 empty] | 0 | 0
|  |  |  | 2.0421 | 20.4208 | 0 | 0 | 0 | 0 | 0 | 0 | 0.173 | 0 | 20.421 | 20.421 | 0 | 0 | 0 | 0 | 0 | 0 | 0 | 0 | 0 | [74 empty] | 0 | 0
|  |  |  | 2.0366 | 20.3664 | 0 | 0 | 0 | 0 | 0 | 0 | 0.173 | 0 | 20.366 | 20.366 | 0 | 0 | 0 | 0 | 0 | 0 | 0 | 0 | 0 | [74 empty] | 0 | 0
|  |  |  | 2.0502 | 20.5023 | 0 | 0 | 0 | 0 | 0 | 0 | 0.173 | 0 | 20.502 | 20.502 | 0 | 0 | 0 | 0 | 0 | 0 | 0 | 0 | 0 | [74 empty] | 0 | 0
|  |  |  | 2.0364 | 20.3641 | 0 | 0 | 0 | 0 | 0 | 0 | 0.173 | 0 | 20.364 | 20.364 | 0 | 0 | 0 | 0 | 0 | 0 | 0 | 0 | 0 | [74 empty] | 0 | 0
|  |  |  | 2.0362 | 20.3621 | 0 | 0 | 0 | 0 | 0 | 0 | 0.173 | 0 | 20.362 | 20.362 | 0 | 0 | 0 | 0 | 0 | 0 | 0 | 0 | 0 | [74 empty] | 0 | 0
|  |  |  | 2.0359 | 20.3586 | 0 | 0 | 0 | 0 | 0 | 0 | 0.173 | 0 | 20.359 | 20.359 | 0 | 0 | 0 | 0 | 0 | 0 | 0 | 0 | 0 | [74 empty] | 0 | 0
|  |  |  | 2.0356 | 20.3565 | 0 | 0 | 0 | 0 | 0 | 0 | 0.173 | 0 | 20.356 | 20.356 | 0 | 0 | 0 | 0 | 0 | 0 | 0 | 0 | 0 | [74 empty] | 0 | 0
|  |  |  | 2.0431 | 20.4305 | 0 | 0 | 0 | 0 | 0 | 0 | 0.173 | 0 | 20.43 | 20.43 | 0 | 0 | 0 | 0 | 0 | 0 | 0 | 0 | 0 | [74 empty] | 0 | 0
|  |  |  | 1.9292 | 19.2924 | 0 | 0 | 0 | 0 | 0 | 0 | 0.173 | 0 | 19.292 | 19.292 | 0 | 0 | 0 | 0 | 0 | 0 | 0 | 0 | 0 | [74 empty] | 0 | 0
|  |  |  | 3.9632 | 39.6324 | 0 | 0 | 0 | 0 | 0 | 0 | 0.173 | 0 | 39.632 | 36.39 | 0 | 3.243 | 0 | 0 | 3.243 | 0 | 0 | 0 | 0 | [74 empty] | 0 | 0
|  |  |  | 7.5351 | 75.3508 | 0 | 0 | 0 | 0 | 0 | 0 | 0.173 | 0 | 75.351 | 54.15 | 0 | 21.201 | 0 | 0 | 21.201 | 0 | 0 | 0 | 0 | [74 empty] | 13 | 0
|  |  |  | 9.9031 | 99.0309 | 0 | 0 | 0 | 0 | 0 | 0 | 0.173 | 0 | 99.031 | 52.921 | 0 | 46.11 | 0 | 0 | 46.11 | 0 | 0 | 0 | 0 | [74 empty] | 12 | 0
|  |  |  | 10.9609 | 109.609 | 0 | 0 | 0 | 0 | 0 | 0 | 0.173 | 0 | 109.609 | 42.326 | 0 | 67.282 | 0 | 0 | 67.282 | 0 | 0 | 0 | 0 | [74 empty] | 11 | 0
|  |  |  | 11.3483 | 113.483 | 0 | 0 | 0 | 0 | 0 | 0 | 0.173 | 0 | 113.483 | 31.049 | 0 | 82.434 | 0 | 0 | 82.434 | 0 | 0 | 0 | 0 | [74 empty] | 10 | 0
|  |  |  | 11.631 | 116.31 | 0 | 0 | 0 | 0 | 0 | 0 | 0.173 | 0 | 116.31 | 20.047 | 0 | 96.263 | 0 | 0 | 96.263 | 0 | 0 | 0 | 0 | [74 empty] | 9 | 0
|  |  |  | 11.6743 | 116.743 | 0 | 0 | 0 | 0 | 0 | 0 | 0.173 | 0 | 116.743 | 14.998 | 0 | 101.745 | 0 | 0 | 101.745 | 0 | 0 | 0 | 0 | [74 empty] | 8 | 0
|  |  |  | 11.6956 | 116.956 | 0 | 0 | 0 | 0 | 0 | 0 | 0.173 | 0 | 116.956 | 10.936 | 0 | 106.02 | 0 | 0 | 106.02 | 0 | 0 | 0 | 0 | [74 empty] | 7 | 0
|  |  |  | 12.1462 | 121.462 | 0 | 0 | 0 | 0 | 0 | 0 | 0.173 | 0 | 121.462 | 19.891 | 0 | 101.571 | 0 | 0 | 101.571 | 0 | 0 | 0 | 0 | [74 empty] | 6 | 0
|  |  |  | 12.3041 | 123.041 | 0 | 0 | 0 | 0 | 0 | 0 | 0.173 | 0 | 123.041 | 31.445 | 0 | 91.595 | 0 | 0 | 91.595 | 0 | 0 | 0 | 0 | [74 empty] | 5 | 0
|  |  |  | 12.1077 | 121.077 | 0 | 0 | 0 | 0 | 0 | 0 | 0.173 | 0 | 121.077 | 44.489 | 0 | 76.589 | 0 | 0 | 76.589 | 0 | 0 | 0 | 0 | [74 empty] | 4 | 0
|  |  |  | 9.9444 | 99.4442 | 0 | 0 | 0 | 0 | 0 | 0 | 0.173 | 0 | 99.444 | 44.129 | 0 | 55.315 | 0 | 0 | 55.315 | 0 | 0 | 0 | 0 | [74 empty] | 3 | 0
|  |  |  | 9.4454 | 94.4544 | 0 | 0 | 0 | 0 | 0 | 0 | 0.173 | 0 | 94.454 | 63.627 | 0 | 30.827 | 0 | 0 | 30.827 | 0 | 0 | 0 | 0 | [74 empty] | 2 | 0
|  |  |  | 8.482 | 84.8203 | 0 | 0 | 0 | 0 | 0 | 0 | 0.173 | 0 | 84.82 | 76.226 | 0 | 8.594 | 0 | 0 | 8.594 | 0 | 0 | 0 | 0 | [74 empty] | 1 | 0
|  |  |  | 8.1248 | 81.2475 | 0 | 0 | 0 | 0 | 0 | 0 | 0.173 | 0 | 81.248 | 81.248 | 0 | 0 | 0 | 0 | 0 | 0 | 0 | 0 | 0 | [74 empty] | 0 | 0
|  |  |  | 2.0416 | 20.416 | 0 | 0 | 0 | 0 | 0 | 0 | 0.173 | 0 | 20.416 | 20.416 | 0 | 0 | 0 | 0 | 0 | 0 | 0 | 0 | 0 | [74 empty] | 0 | 0
|  |  |  | 2.0363 | 20.3633 | 0 | 0 | 0 | 0 | 0 | 0 | 0.173 | 0 | 20.363 | 20.363 | 0 | 0 | 0 | 0 | 0 | 0 | 0 | 0 | 0 | [74 empty] | 0 | 0
|  |  |  | 2.0501 | 20.5015 | 0 | 0 | 0 | 0 | 0 | 0 | 0.173 | 0 | 20.502 | 20.502 | 0 | 0 | 0 | 0 | 0 | 0 | 0 | 0 | 0 | [74 empty] | 0 | 0
|  |  |  | 2.0362 | 20.3615 | 0 | 0 | 0 | 0 | 0 | 0 | 0.173 | 0 | 20.361 | 20.361 | 0 | 0 | 0 | 0 | 0 | 0 | 0 | 0 | 0 | [74 empty] | 0 | 0
|  |  |  | 2.036 | 20.3603 | 0 | 0 | 0 | 0 | 0 | 0 | 0.173 | 0 | 20.36 | 20.36 | 0 | 0 | 0 | 0 | 0 | 0 | 0 | 0 | 0 | [74 empty] | 0 | 0
|  |  |  | 2.0358 | 20.358 | 0 | 0 | 0 | 0 | 0 | 0 | 0.173 | 0 | 20.358 | 20.358 | 0 | 0 | 0 | 0 | 0 | 0 | 0 | 0 | 0 | [74 empty] | 0 | 0
|  |  |  | 2.0356 | 20.3558 | 0 | 0 | 0 | 0 | 0 | 0 | 0.173 | 0 | 20.356 | 20.356 | 0 | 0 | 0 | 0 | 0 | 0 | 0 | 0 | 0 | [74 empty] | 0 | 0
|  |  |  | 2.0727 | 20.7269 | 0 | 0 | 0 | 0 | 0 | 0 | 0.173 | 0 | 20.727 | 20.727 | 0 | 0 | 0 | 0 | 0 | 0 | 0 | 0 | 0 | [74 empty] | 0 | 0
|  |  |  | 1.953 | 19.5298 | 0 | 0 | 0 | 0 | 0 | 0 | 0.173 | 0 | 19.53 | 19.53 | 0 | 0 | 0 | 0 | 0 | 0 | 0 | 0 | 0 | [74 empty] | 0 | 0
|  |  |  | 3.3639 | 33.6394 | 0 | 0 | 0 | 0 | 0 | 0 | 0.173 | 0 | 33.639 | 30.804 | 0 | 2.836 | 0 | 0 | 2.836 | 0 | 0 | 0 | 0 | [74 empty] | 0 | 0
|  |  |  | 6.9823 | 69.8233 | 0 | 0 | 0 | 0 | 0 | 0 | 0.173 | 0 | 69.823 | 49.567 | 0 | 20.256 | 0 | 0 | 20.256 | 0 | 0 | 0 | 0 | [74 empty] | 12 | 0
|  |  |  | 9.5382 | 95.3821 | 0 | 0 | 0 | 0 | 0 | 0 | 0.173 | 0 | 95.382 | 51.264 | 0 | 44.118 | 0 | 0 | 44.118 | 0 | 0 | 0 | 0 | [74 empty] | 11 | 0
|  |  |  | 10.6708 | 106.708 | 0 | 0 | 0 | 0 | 0 | 0 | 0.173 | 0 | 106.708 | 41.999 | 0 | 64.709 | 0 | 0 | 64.709 | 0 | 0 | 0 | 0 | [74 empty] | 10 | 0
|  |  |  | 11.4421 | 114.421 | 0 | 0 | 0 | 0 | 0 | 0 | 0.173 | 0 | 114.421 | 34.749 | 0 | 79.672 | 0 | 0 | 79.672 | 0 | 0 | 0 | 0 | [74 empty] | 9 | 0
|  |  |  | 12.1324 | 121.324 | 0 | 0 | 0 | 0 | 0 | 0 | 0.173 | 0 | 121.324 | 28.58 | 0 | 92.744 | 0 | 0 | 92.744 | 0 | 0 | 0 | 0 | [74 empty] | 8 | 0
|  |  |  | 12.514 | 125.139 | 0 | 0 | 0 | 0 | 0 | 0 | 0.173 | 0 | 125.139 | 26.477 | 0 | 98.662 | 0 | 0 | 98.662 | 0 | 0 | 0 | 0 | [74 empty] | 7 | 0
|  |  |  | 12.6 | 126 | 0 | 0 | 0 | 0 | 0 | 0 | 0.173 | 0 | 126 | 22.975 | 0 | 103.025 | 0 | 0 | 103.025 | 0 | 0 | 0 | 0 | [74 empty] | 6 | 0
|  |  |  | 12.6851 | 126.851 | 0 | 0 | 0 | 0 | 0 | 0 | 0.173 | 0 | 126.851 | 28.014 | 0 | 98.837 | 0 | 0 | 98.837 | 0 | 0 | 0 | 0 | [74 empty] | 5 | 0
|  |  |  | 12.6806 | 126.806 | 0 | 0 | 0 | 0 | 0 | 0 | 0.173 | 0 | 126.806 | 36.955 | 0 | 89.85 | 0 | 0 | 89.85 | 0 | 0 | 0 | 0 | [74 empty] | 4 | 0
|  |  |  | 12.6045 | 126.045 | 0 | 0 | 0 | 0 | 0 | 0 | 0.173 | 0 | 126.045 | 50.736 | 0 | 75.309 | 0 | 0 | 75.309 | 0 | 0 | 0 | 0 | [74 empty] | 3 | 0
|  |  |  | 10.5055 | 105.055 | 0 | 0 | 0 | 0 | 0 | 0 | 0.173 | 0 | 105.055 | 47.748 | 0 | 57.307 | 0 | 0 | 57.307 | 0 | 0 | 0 | 0 | [74 empty] | 2 | 0
|  |  |  | 9.8778 | 98.7782 | 0 | 0 | 0 | 0 | 0 | 0 | 0.173 | 0 | 98.778 | 66.686 | 0 | 32.093 | 0 | 0 | 32.093 | 0 | 0 | 0 | 0 | [74 empty] | 1 | 0
|  |  |  | 8.7746 | 87.746 | 0 | 0 | 0 | 0 | 0 | 0 | 0.173 | 0 | 87.746 | 78.992 | 0 | 8.754 | 0 | 0 | 8.754 | 0 | 0 | 0 | 0 | [74 empty] | 0 | 0
|  |  |  | 8.3593 | 83.5929 | 0 | 0 | 0 | 0 | 0 | 0 | 0.173 | 0 | 83.593 | 83.593 | 0 | 0 | 0 | 0 | 0 | 0 | 0 | 0 | 0 | [74 empty] | 0 | 0
|  |  |  | 2.0357 | 20.3573 | 0 | 0 | 0 | 0 | 0 | 0 | 0.173 | 0 | 20.357 | 20.357 | 0 | 0 | 0 | 0 | 0 | 0 | 0 | 0 | 0 | [74 empty] | 0 | 0
|  |  |  | 2.0364 | 20.3637 | 0 | 0 | 0 | 0 | 0 | 0 | 0.173 | 0 | 20.364 | 20.364 | 0 | 0 | 0 | 0 | 0 | 0 | 0 | 0 | 0 | [74 empty] | 0 | 0
|  |  |  | 2.0503 | 20.5029 | 0 | 0 | 0 | 0 | 0 | 0 | 0.173 | 0 | 20.503 | 20.503 | 0 | 0 | 0 | 0 | 0 | 0 | 0 | 0 | 0 | [74 empty] | 0 | 0
|  |  |  | 2.0364 | 20.3642 | 0 | 0 | 0 | 0 | 0 | 0 | 0.173 | 0 | 20.364 | 20.364 | 0 | 0 | 0 | 0 | 0 | 0 | 0 | 0 | 0 | [74 empty] | 0 | 0
|  |  |  | 1.83 | 18.2998 | 0 | 0 | 0 | 0 | 0 | 0 | 0.173 | 0 | 18.3 | 18.3 | 0 | 0 | 0 | 0 | 0 | 0 | 0 | 0 | 0 | [74 empty] | 0 | 0
|  |  |  | 1.8298 | 18.2982 | 0 | 0 | 0 | 0 | 0 | 0 | 0.173 | 0 | 18.298 | 18.298 | 0 | 0 | 0 | 0 | 0 | 0 | 0 | 0 | 0 | [74 empty] | 0 | 0
|  |  |  | 1.8296 | 18.2963 | 0 | 0 | 0 | 0 | 0 | 0 | 0.173 | 0 | 18.296 | 18.296 | 0 | 0 | 0 | 0 | 0 | 0 | 0 | 0 | 0 | [74 empty] | 0 | 0
|  |  |  | 1.837 | 18.3704 | 0 | 0 | 0 | 0 | 0 | 0 | 0.173 | 0 | 18.37 | 18.37 | 0 | 0 | 0 | 0 | 0 | 0 | 0 | 0 | 0 | [74 empty] | 0 | 0
|  |  |  | 1.7798 | 17.7976 | 0 | 0 | 0 | 0 | 0 | 0 | 0.173 | 0 | 17.798 | 17.798 | 0 | 0 | 0 | 0 | 0 | 0 | 0 | 0 | 0 | [74 empty] | 0 | 0
|  |  |  | 1.4972 | 14.9725 | 0 | 0 | 0 | 0 | 0 | 0 | 0.173 | 0 | 14.973 | 11.584 | 0 | 3.388 | 0 | 0 | 3.388 | 0 | 0 | 0 | 0 | [74 empty] | 1 | 0
|  |  |  | 1.4952 | 14.9517 | 0 | 0 | 0 | 0 | 0 | 0 | 0.173 | 0 | 14.952 | 14.734 | 0 | 0.218 | 0 | 0 | 0.218 | 0 | 0 | 0 | 0 | [74 empty] | 0 | 0
|  |  |  | 1.4955 | 14.9547 | 0 | 0 | 0 | 0 | 0 | 0 | 0.173 | 0 | 14.955 | 0 | 0 | 16.781 | 0 | 1.826 | 14.955 | 0 | 0 | 0 | 0 | [74 empty] | 12 | 0
|  |  |  | 1.4966 | 14.9658 | 0 | 0 | 0 | 0 | 0 | 0 | 0.173 | 0 | 14.966 | 0 | 0 | 35.902 | 0 | 20.937 | 14.965 | 0 | 0 | 0 | 0 | [74 empty] | 11 | 0
|  |  |  | 1.4973 | 14.9728 | 0 | 0 | 0 | 0 | 0 | 0 | 0.173 | 0 | 14.973 | 0 | 0 | 88.905 | 0 | 73.932 | 14.973 | 0 | 0 | 0 | 0 | [74 empty] | 10 | 0
|  |  |  | 1.7317 | 17.3175 | 0 | 0 | 0 | 0 | 0 | 0 | 0.173 | 0 | 17.317 | 0 | 0 | 99.099 | 0 | 81.781 | 17.318 | 0 | 0 | 0 | 0 | [74 empty] | 9 | 0
|  |  |  | 1.7816 | 17.816 | 0 | 0 | 0 | 0 | 0 | 0 | 0.173 | 0 | 17.816 | 0 | 0 | 105.831 | 0 | 88.015 | 17.816 | 0 | 0 | 0 | 0 | [74 empty] | 8 | 0
|  |  |  | 1.7401 | 17.4008 | 0 | 0 | 0 | 0 | 0 | 0 | 0.173 | 0 | 17.401 | 0 | 0 | 106.587 | 0 | 89.187 | 17.4 | 0 | 0 | 0 | 0 | [74 empty] | 7 | 0
|  |  |  | 2.189 | 21.8901 | 0 | 0 | 0 | 0 | 0 | 0 | 0.173 | 0 | 21.89 | 0 | 0 | 101.542 | 0 | 79.651 | 21.891 | 0 | 0 | 0 | 0 | [74 empty] | 6 | 0
|  |  |  | 2.3168 | 23.168 | 0 | 0 | 0 | 0 | 0 | 0 | 0.173 | 0 | 23.168 | 0 | 0 | 91.668 | 0 | 68.5 | 23.168 | 0 | 0 | 0 | 0 | [74 empty] | 5 | 0
|  |  |  | 2.1005 | 21.0046 | 0 | 0 | 0 | 0 | 0 | 0 | 0.173 | 0 | 21.005 | 0 | 0 | 76.443 | 0 | 55.439 | 21.004 | 0 | 0 | 0 | 0 | [74 empty] | 4 | 0
|  |  |  | 1.9905 | 19.9049 | 0 | 0 | 0 | 0 | 0 | 0 | 0.173 | 0 | 19.905 | 0 | 0 | 55.693 | 0 | 35.788 | 19.905 | 0 | 0 | 0 | 0 | [74 empty] | 3 | 0
|  |  |  | 1.6154 | 16.1537 | 0 | 0 | 0 | 0 | 0 | 0 | 0.173 | 0 | 16.154 | 0 | 0 | 31.147 | 0 | 14.994 | 16.153 | 0 | 0 | 0 | 0 | [74 empty] | 2 | 0
|  |  |  | 1.5006 | 15.0055 | 0 | 0 | 0 | 0 | 0 | 0 | 0.173 | 0 | 15.005 | 6.164 | 0 | 8.841 | 0 | 0 | 8.841 | 0 | 0 | 0 | 0 | [74 empty] | 1 | 0
|  |  |  | 1.8389 | 18.389 | 0 | 0 | 0 | 0 | 0 | 0 | 0.173 | 0 | 18.389 | 18.389 | 0 | 0 | 0 | 0 | 0 | 0 | 0 | 0 | 0 | [74 empty] | 0 | 0
|  |  |  | 1.8344 | 18.344 | 0 | 0 | 0 | 0 | 0 | 0 | 0.173 | 0 | 18.344 | 18.344 | 0 | 0 | 0 | 0 | 0 | 0 | 0 | 0 | 0 | [74 empty] | 0 | 0
|  |  |  | 1.8288 | 18.2877 | 0 | 0 | 0 | 0 | 0 | 0 | 0.173 | 0 | 18.288 | 18.288 | 0 | 0 | 0 | 0 | 0 | 0 | 0 | 0 | 0 | [74 empty] | 0 | 0
|  |  |  | 1.8419 | 18.419 | 0 | 0 | 0 | 0 | 0 | 0 | 0.173 | 0 | 18.419 | 18.419 | 0 | 0 | 0 | 0 | 0 | 0 | 0 | 0 | 0 | [74 empty] | 0 | 0
|  |  |  | 1.8285 | 18.2855 | 0 | 0 | 0 | 0 | 0 | 0 | 0.173 | 0 | 18.286 | 18.286 | 0 | 0 | 0 | 0 | 0 | 0 | 0 | 0 | 0 | [74 empty] | 0 | 0
|  |  |  | 1.8283 | 18.2829 | 0 | 0 | 0 | 0 | 0 | 0 | 0.173 | 0 | 18.283 | 18.283 | 0 | 0 | 0 | 0 | 0 | 0 | 0 | 0 | 0 | [74 empty] | 0 | 0
|  |  |  | 1.8281 | 18.2808 | 0 | 0 | 0 | 0 | 0 | 0 | 0.173 | 0 | 18.281 | 18.281 | 0 | 0 | 0 | 0 | 0 | 0 | 0 | 0 | 0 | [74 empty] | 0 | 0
|  |  |  | 1.828 | 18.28 | 0 | 0 | 0 | 0 | 0 | 0 | 0.173 | 0 | 18.28 | 18.28 | 0 | 0 | 0 | 0 | 0 | 0 | 0 | 0 | 0 | [74 empty] | 0 | 0
|  |  |  | 1.8353 | 18.353 | 0 | 0 | 0 | 0 | 0 | 0 | 0.173 | 0 | 18.353 | 18.353 | 0 | 0 | 0 | 0 | 0 | 0 | 0 | 0 | 0 | [74 empty] | 0 | 0
|  |  |  | 1.7782 | 17.7821 | 0 | 0 | 0 | 0 | 0 | 0 | 0.173 | 0 | 17.782 | 17.782 | 0 | 0 | 0 | 0 | 0 | 0 | 0 | 0 | 0 | [74 empty] | 0 | 0
|  |  |  | 1.4957 | 14.9572 | 0 | 0 | 0 | 0 | 0 | 0 | 0.173 | 0 | 14.957 | 12.267 | 0 | 2.69 | 0 | 0 | 2.69 | 0 | 0 | 0 | 0 | [74 empty] | 14 | 0
|  |  |  | 1.4939 | 14.9389 | 0 | 0 | 0 | 0 | 0 | 0 | 0.173 | 0 | 14.939 | 0 | 0 | 20.474 | 0 | 5.535 | 14.939 | 0 | 0 | 0 | 0 | [74 empty] | 13 | 0
|  |  |  | 1.4946 | 14.946 | 0 | 0 | 0 | 0 | 0 | 0 | 0.173 | 0 | 14.946 | 0 | 0 | 45.907 | 0 | 30.961 | 14.946 | 0 | 0 | 0 | 0 | [74 empty] | 12 | 0
|  |  |  | 1.4958 | 14.9581 | 0 | 0 | 0 | 0 | 0 | 0 | 0.173 | 0 | 14.958 | 0 | 0 | 68.94 | 0 | 53.982 | 14.958 | 0 | 0 | 0 | 0 | [74 empty] | 11 | 0
|  |  |  | 1.4964 | 14.964 | 0 | 0 | 0 | 0 | 0 | 0 | 0.173 | 0 | 14.964 | 0 | 0 | 86.753 | 0 | 71.789 | 14.964 | 0 | 0 | 0 | 0 | [74 empty] | 10 | 0
|  |  |  | 1.5095 | 15.0947 | 0 | 0 | 0 | 0 | 0 | 0 | 0.173 | 0 | 15.095 | 0 | 0 | 98.793 | 0 | 83.699 | 15.094 | 0 | 0 | 0 | 0 | [74 empty] | 9 | 0
|  |  |  | 1.4964 | 14.9642 | 0 | 0 | 0 | 0 | 0 | 0 | 0.173 | 0 | 14.964 | 0 | 0 | 105.075 | 0 | 90.111 | 14.964 | 0 | 0 | 0 | 0 | [74 empty] | 8 | 0
|  |  |  | 1.9688 | 19.6883 | 0 | 0 | 0 | 0 | 0 | 0 | 0.173 | 0 | 19.688 | 0 | 0 | 107.765 | 0 | 88.077 | 19.688 | 0 | 0 | 0 | 0 | [74 empty] | 7 | 0
|  |  |  | 2.1133 | 21.1331 | 0 | 0 | 0 | 0 | 0 | 0 | 0.173 | 0 | 21.133 | 0 | 0 | 103.068 | 0 | 81.935 | 21.133 | 0 | 0 | 0 | 0 | [74 empty] | 6 | 0
|  |  |  | 2.1654 | 21.6543 | 0 | 0 | 0 | 0 | 0 | 0 | 0.173 | 0 | 21.654 | 0 | 0 | 93.675 | 0 | 72.02 | 21.655 | 0 | 0 | 0 | 0 | [74 empty] | 5 | 0
|  |  |  | 2.2484 | 22.4838 | 0 | 0 | 0 | 0 | 0 | 0 | 0.173 | 0 | 22.484 | 0 | 0 | 78.334 | 0 | 55.85 | 22.484 | 0 | 0 | 0 | 0 | [74 empty] | 4 | 0
|  |  |  | 2.1452 | 21.4521 | 0 | 0 | 0 | 0 | 0 | 0 | 0.173 | 0 | 21.452 | 0 | 0 | 57.293 | 0 | 35.84 | 21.453 | 0 | 0 | 0 | 0 | [74 empty] | 3 | 0
|  |  |  | 1.7798 | 17.7983 | 0 | 0 | 0 | 0 | 0 | 0 | 0.173 | 0 | 17.798 | 0 | 0 | 31.496 | 0 | 13.698 | 17.798 | 0 | 0 | 0 | 0 | [74 empty] | 2 | 0
|  |  |  | 1.5924 | 15.9242 | 0 | 0 | 0 | 0 | 0 | 0 | 0.173 | 0 | 15.924 | 7.65 | 0 | 8.274 | 0 | 0 | 8.274 | 0 | 0 | 0 | 0 | [74 empty] | 1 | 0
|  |  |  | 1.84 | 18.3998 | 0 | 0 | 0 | 0 | 0 | 0 | 0.173 | 0 | 18.4 | 18.4 | 0 | 0 | 0 | 0 | 0 | 0 | 0 | 0 | 0 | [74 empty] | 0 | 0
|  |  |  | 1.8354 | 18.354 | 0 | 0 | 0 | 0 | 0 | 0 | 0.173 | 0 | 18.354 | 18.354 | 0 | 0 | 0 | 0 | 0 | 0 | 0 | 0 | 0 | [74 empty] | 0 | 0
|  |  |  | 1.8297 | 18.297 | 0 | 0 | 0 | 0 | 0 | 0 | 0.173 | 0 | 18.297 | 18.297 | 0 | 0 | 0 | 0 | 0 | 0 | 0 | 0 | 0 | [74 empty] | 0 | 0
|  |  |  | 1.8425 | 18.4251 | 0 | 0 | 0 | 0 | 0 | 0 | 0.173 | 0 | 18.425 | 18.425 | 0 | 0 | 0 | 0 | 0 | 0 | 0 | 0 | 0 | [74 empty] | 0 | 0
|  |  |  | 1.8291 | 18.2911 | 0 | 0 | 0 | 0 | 0 | 0 | 0.173 | 0 | 18.291 | 18.291 | 0 | 0 | 0 | 0 | 0 | 0 | 0 | 0 | 0 | [74 empty] | 0 | 0
|  |  |  | 1.8289 | 18.2894 | 0 | 0 | 0 | 0 | 0 | 0 | 0.173 | 0 | 18.289 | 18.289 | 0 | 0 | 0 | 0 | 0 | 0 | 0 | 0 | 0 | [74 empty] | 0 | 0
|  |  |  | 1.8287 | 18.287 | 0 | 0 | 0 | 0 | 0 | 0 | 0.173 | 0 | 18.287 | 18.287 | 0 | 0 | 0 | 0 | 0 | 0 | 0 | 0 | 0 | [74 empty] | 0 | 0
|  |  |  | 1.8285 | 18.285 | 0 | 0 | 0 | 0 | 0 | 0 | 0.173 | 0 | 18.285 | 18.285 | 0 | 0 | 0 | 0 | 0 | 0 | 0 | 0 | 0 | [74 empty] | 0 | 0
|  |  |  | 1.8358 | 18.3577 | 0 | 0 | 0 | 0 | 0 | 0 | 0.173 | 0 | 18.358 | 18.358 | 0 | 0 | 0 | 0 | 0 | 0 | 0 | 0 | 0 | [74 empty] | 0 | 0
|  |  |  | 1.7786 | 17.7855 | 0 | 0 | 0 | 0 | 0 | 0 | 0.173 | 0 | 17.786 | 17.786 | 0 | 0 | 0 | 0 | 0 | 0 | 0 | 0 | 0 | [74 empty] | 0 | 0
|  |  |  | 3.2988 | 32.988 | 0 | 0 | 0 | 0 | 0 | 0 | 0.173 | 0 | 32.988 | 30.56 | 0 | 2.428 | 0 | 0 | 2.428 | 0 | 0 | 0 | 0 | [74 empty] | 0 | 0
|  |  |  | 3.4701 | 34.7011 | 0 | 0 | 0 | 0 | 0 | 0 | 0.173 | 0 | 34.701 | 14.532 | 0 | 20.169 | 0 | 0 | 20.169 | 0 | 0 | 0 | 0 | [74 empty] | 13 | 0
|  |  |  | 5.8841 | 58.8408 | 0 | 0 | 0 | 0 | 0 | 0 | 0.173 | 0 | 58.841 | 12.963 | 0 | 45.878 | 0 | 0 | 45.878 | 0 | 0 | 0 | 0 | [74 empty] | 12 | 0
|  |  |  | 6.2178 | 62.1781 | 0 | 0 | 0 | 0 | 0 | 0 | 0.173 | 0 | 62.178 | 0 | 0 | 68.984 | 0 | 6.806 | 62.178 | 0 | 0 | 0 | 0 | [74 empty] | 11 | 0
|  |  |  | 6.9381 | 69.3811 | 0 | 0 | 0 | 0 | 0 | 0 | 0.173 | 0 | 69.381 | 0 | 0 | 86.433 | 0 | 17.052 | 69.381 | 0 | 0 | 0 | 0 | [74 empty] | 10 | 0
|  |  |  | 7.2667 | 72.6666 | 0 | 0 | 0 | 0 | 0 | 0 | 0.173 | 0 | 72.667 | 0 | 0 | 98.212 | 0 | 25.545 | 72.667 | 0 | 0 | 0 | 0 | [74 empty] | 9 | 0
|  |  |  | 7.2391 | 72.3914 | 0 | 0 | 0 | 0 | 0 | 0 | 0.173 | 0 | 72.391 | 0 | 0 | 105.075 | 0 | 32.684 | 72.391 | 0 | 0 | 0 | 0 | [74 empty] | 8 | 0
|  |  |  | 7.2905 | 72.9048 | 0 | 0 | 0 | 0 | 0 | 0 | 0.173 | 0 | 72.905 | 0 | 0 | 105.729 | 0 | 32.825 | 72.904 | 0 | 0 | 0 | 0 | [74 empty] | 7 | 0
|  |  |  | 7.3952 | 73.9515 | 0 | 0 | 0 | 0 | 0 | 0 | 0.173 | 0 | 73.951 | 0 | 0 | 103.388 | 0 | 29.437 | 73.951 | 0 | 0 | 0 | 0 | [74 empty] | 6 | 0
|  |  |  | 7.3455 | 73.4551 | 0 | 0 | 0 | 0 | 0 | 0 | 0.173 | 0 | 73.455 | 0 | 0 | 93.166 | 0 | 19.711 | 73.455 | 0 | 0 | 0 | 0 | [74 empty] | 5 | 0
|  |  |  | 7.1277 | 71.2774 | 0 | 0 | 0 | 0 | 0 | 0 | 0.173 | 0 | 71.277 | 0 | 0 | 77.607 | 0 | 6.329 | 71.278 | 0 | 0 | 0 | 0 | [74 empty] | 4 | 0
|  |  |  | 6.26 | 62.6 | 0 | 0 | 0 | 0 | 0 | 0 | 0.173 | 0 | 62.6 | 5.86 | 0 | 56.74 | 0 | 0 | 56.74 | 0 | 0 | 0 | 0 | [74 empty] | 3 | 0
|  |  |  | 5.5573 | 55.5734 | 0 | 0 | 0 | 0 | 0 | 0 | 0.173 | 0 | 55.573 | 24.252 | 0 | 31.322 | 0 | 0 | 31.322 | 0 | 0 | 0 | 0 | [74 empty] | 2 | 0
|  |  |  | 5.3572 | 53.5723 | 0 | 0 | 0 | 0 | 0 | 0 | 0.173 | 0 | 53.572 | 45.182 | 0 | 8.39 | 0 | 0 | 8.39 | 0 | 0 | 0 | 0 | [74 empty] | 1 | 0
|  |  |  | 4.1008 | 41.0079 | 0 | 0 | 0 | 0 | 0 | 0 | 0.173 | 0 | 41.008 | 41.008 | 0 | 0 | 0 | 0 | 0 | 0 | 0 | 0 | 0 | [74 empty] | 0 | 0
|  |  |  | 1.8341 | 18.3406 | 0 | 0 | 0 | 0 | 0 | 0 | 0.173 | 0 | 18.341 | 18.341 | 0 | 0 | 0 | 0 | 0 | 0 | 0 | 0 | 0 | [74 empty] | 0 | 0
|  |  |  | 1.8293 | 18.2933 | 0 | 0 | 0 | 0 | 0 | 0 | 0.173 | 0 | 18.293 | 18.293 | 0 | 0 | 0 | 0 | 0 | 0 | 0 | 0 | 0 | [74 empty] | 0 | 0
|  |  |  | 1.8433 | 18.4332 | 0 | 0 | 0 | 0 | 0 | 0 | 0.173 | 0 | 18.433 | 18.433 | 0 | 0 | 0 | 0 | 0 | 0 | 0 | 0 | 0 | [74 empty] | 0 | 0
|  |  |  | 1.8291 | 18.2905 | 0 | 0 | 0 | 0 | 0 | 0 | 0.173 | 0 | 18.291 | 18.291 | 0 | 0 | 0 | 0 | 0 | 0 | 0 | 0 | 0 | [74 empty] | 0 | 0
|  |  |  | 1.8285 | 18.2854 | 0 | 0 | 0 | 0 | 0 | 0 | 0.173 | 0 | 18.285 | 18.285 | 0 | 0 | 0 | 0 | 0 | 0 | 0 | 0 | 0 | [74 empty] | 0 | 0
|  |  |  | 1.8285 | 18.2847 | 0 | 0 | 0 | 0 | 0 | 0 | 0.173 | 0 | 18.285 | 18.285 | 0 | 0 | 0 | 0 | 0 | 0 | 0 | 0 | 0 | [74 empty] | 0 | 0
|  |  |  | 1.8284 | 18.2838 | 0 | 0 | 0 | 0 | 0 | 0 | 0.173 | 0 | 18.284 | 18.284 | 0 | 0 | 0 | 0 | 0 | 0 | 0 | 0 | 0 | [74 empty] | 0 | 0
|  |  |  | 1.8357 | 18.3575 | 0 | 0 | 0 | 0 | 0 | 0 | 0.173 | 0 | 18.358 | 18.358 | 0 | 0 | 0 | 0 | 0 | 0 | 0 | 0 | 0 | [74 empty] | 0 | 0
|  |  |  | 1.7786 | 17.7864 | 0 | 0 | 0 | 0 | 0 | 0 | 0.173 | 0 | 17.786 | 17.786 | 0 | 0 | 0 | 0 | 0 | 0 | 0 | 0 | 0 | [74 empty] | 0 | 0
|  |  |  | 1.4964 | 14.9635 | 0 | 0 | 0 | 0 | 0 | 0 | 0.173 | 0 | 14.963 | 14.106 | 0 | 0.858 | 0 | 0 | 0.858 | 0 | 0 | 0 | 0 | [74 empty] | 0 | 0
|  |  |  | 1.4945 | 14.9454 | 0 | 0 | 0 | 0 | 0 | 0 | 0.173 | 0 | 14.945 | 8.911 | 0 | 6.035 | 0 | 0 | 6.035 | 0 | 0 | 0 | 0 | [74 empty] | 13 | 0
|  |  |  | 1.4953 | 14.953 | 0 | 0 | 0 | 0 | 0 | 0 | 0.173 | 0 | 14.953 | 0 | 0 | 34.71 | 0 | 19.757 | 14.953 | 0 | 0 | 0 | 0 | [74 empty] | 12 | 0
|  |  |  | 1.4967 | 14.9674 | 0 | 0 | 0 | 0 | 0 | 0 | 0.173 | 0 | 14.967 | 0 | 0 | 47.564 | 0 | 32.597 | 14.967 | 0 | 0 | 0 | 0 | [74 empty] | 11 | 0
|  |  |  | 1.4968 | 14.9675 | 0 | 0 | 0 | 0 | 0 | 0 | 0.173 | 0 | 14.967 | 0 | 0 | 87.786 | 0 | 72.818 | 14.968 | 0 | 0 | 0 | 0 | [74 empty] | 10 | 0
|  |  |  | 1.5091 | 15.0907 | 0 | 0 | 0 | 0 | 0 | 0 | 0.173 | 0 | 15.091 | 0 | 0 | 98.619 | 0 | 83.528 | 15.091 | 0 | 0 | 0 | 0 | [74 empty] | 9 | 0
|  |  |  | 1.4961 | 14.9605 | 0 | 0 | 0 | 0 | 0 | 0 | 0.173 | 0 | 14.961 | 0 | 0 | 104.959 | 0 | 89.998 | 14.961 | 0 | 0 | 0 | 0 | [74 empty] | 8 | 0
|  |  |  | 1.4972 | 14.9722 | 0 | 0 | 0 | 0 | 0 | 0 | 0.173 | 0 | 14.972 | 0 | 0 | 106.224 | 0 | 91.252 | 14.972 | 0 | 0 | 0 | 0 | [74 empty] | 7 | 0
|  |  |  | 1.8353 | 18.3529 | 0 | 0 | 0 | 0 | 0 | 0 | 0.173 | 0 | 18.353 | 0 | 0 | 101.454 | 0 | 83.101 | 18.353 | 0 | 0 | 0 | 0 | [74 empty] | 6 | 0
|  |  |  | 2.4208 | 24.208 | 0 | 0 | 0 | 0 | 0 | 0 | 0.173 | 0 | 24.208 | 0 | 0 | 91.973 | 0 | 67.765 | 24.208 | 0 | 0 | 0 | 0 | [74 empty] | 5 | 0
|  |  |  | 2.0865 | 20.865 | 0 | 0 | 0 | 0 | 0 | 0 | 0.173 | 0 | 20.865 | 0 | 0 | 77.519 | 0 | 56.654 | 20.865 | 0 | 0 | 0 | 0 | [74 empty] | 4 | 0
|  |  |  | 2.3899 | 23.8991 | 0 | 0 | 0 | 0 | 0 | 0 | 0.173 | 0 | 23.899 | 0 | 0 | 56.755 | 0 | 32.855 | 23.9 | 0 | 0 | 0 | 0 | [74 empty] | 3 | 0
|  |  |  | 1.494 | 14.9401 | 0 | 0 | 0 | 0 | 0 | 0 | 0.173 | 0 | 14.94 | 0 | 0 | 31.467 | 0 | 16.527 | 14.94 | 0 | 0 | 0 | 0 | [74 empty] | 2 | 0
|  |  |  | 1.5013 | 15.0134 | 0 | 0 | 0 | 0 | 0 | 0 | 0.173 | 0 | 15.013 | 6.463 | 0 | 8.55 | 0 | 0 | 8.55 | 0 | 0 | 0 | 0 | [74 empty] | 1 | 0
|  |  |  | 1.8396 | 18.3964 | 0 | 0 | 0 | 0 | 0 | 0 | 0.173 | 0 | 18.396 | 18.396 | 0 | 0 | 0 | 0 | 0 | 0 | 0 | 0 | 0 | [74 empty] | 0 | 0
|  |  |  | 1.8351 | 18.3511 | 0 | 0 | 0 | 0 | 0 | 0 | 0.173 | 0 | 18.351 | 18.351 | 0 | 0 | 0 | 0 | 0 | 0 | 0 | 0 | 0 | [74 empty] | 0 | 0
|  |  |  | 1.8293 | 18.2934 | 0 | 0 | 0 | 0 | 0 | 0 | 0.173 | 0 | 18.293 | 18.293 | 0 | 0 | 0 | 0 | 0 | 0 | 0 | 0 | 0 | [74 empty] | 0 | 0
|  |  |  | 1.8423 | 18.4232 | 0 | 0 | 0 | 0 | 0 | 0 | 0.173 | 0 | 18.423 | 18.423 | 0 | 0 | 0 | 0 | 0 | 0 | 0 | 0 | 0 | [74 empty] | 0 | 0
|  |  |  | 1.8289 | 18.2893 | 0 | 0 | 0 | 0 | 0 | 0 | 0.173 | 0 | 18.289 | 18.289 | 0 | 0 | 0 | 0 | 0 | 0 | 0 | 0 | 0 | [74 empty] | 0 | 0
|  |  |  | 1.8289 | 18.2892 | 0 | 0 | 0 | 0 | 0 | 0 | 0.173 | 0 | 18.289 | 18.289 | 0 | 0 | 0 | 0 | 0 | 0 | 0 | 0 | 0 | [74 empty] | 0 | 0
|  |  |  | 1.8288 | 18.2883 | 0 | 0 | 0 | 0 | 0 | 0 | 0.173 | 0 | 18.288 | 18.288 | 0 | 0 | 0 | 0 | 0 | 0 | 0 | 0 | 0 | [74 empty] | 0 | 0
|  |  |  | 1.8288 | 18.2882 | 0 | 0 | 0 | 0 | 0 | 0 | 0.173 | 0 | 18.288 | 18.288 | 0 | 0 | 0 | 0 | 0 | 0 | 0 | 0 | 0 | [74 empty] | 0 | 0
|  |  |  | 1.8367 | 18.3669 | 0 | 0 | 0 | 0 | 0 | 0 | 0.173 | 0 | 18.367 | 18.367 | 0 | 0 | 0 | 0 | 0 | 0 | 0 | 0 | 0 | [74 empty] | 0 | 0
|  |  |  | 1.7797 | 17.7975 | 0 | 0 | 0 | 0 | 0 | 0 | 0.173 | 0 | 17.797 | 17.797 | 0 | 0 | 0 | 0 | 0 | 0 | 0 | 0 | 0 | [74 empty] | 0 | 0
|  |  |  | 3.7096 | 37.0964 | 0 | 0 | 0 | 0 | 0 | 0 | 0.173 | 0 | 37.096 | 34.363 | 0 | 2.734 | 0 | 0 | 2.734 | 0 | 0 | 0 | 0 | [74 empty] | 0 | 0
|  |  |  | 3.7481 | 37.4811 | 0 | 0 | 0 | 0 | 0 | 0 | 0.173 | 0 | 37.481 | 17.4 | 0 | 20.081 | 0 | 0 | 20.081 | 0 | 0 | 0 | 0 | [74 empty] | 13 | 0
|  |  |  | 5.989 | 59.8905 | 0 | 0 | 0 | 0 | 0 | 0 | 0.173 | 0 | 59.891 | 15.656 | 0 | 44.234 | 0 | 0 | 44.234 | 0 | 0 | 0 | 0 | [74 empty] | 12 | 0
|  |  |  | 6.0648 | 60.6475 | 0 | 0 | 0 | 0 | 0 | 0 | 0.173 | 0 | 60.648 | 0 | 0 | 65.508 | 0 | 4.861 | 60.647 | 0 | 0 | 0 | 0 | [74 empty] | 11 | 0
|  |  |  | 6.2187 | 62.1872 | 0 | 0 | 0 | 0 | 0 | 0 | 0.173 | 0 | 62.187 | 0 | 0 | 83.976 | 0 | 21.789 | 62.187 | 0 | 0 | 0 | 0 | [74 empty] | 10 | 0
|  |  |  | 6.3512 | 63.5116 | 0 | 0 | 0 | 0 | 0 | 0 | 0.173 | 0 | 63.512 | 0 | 0 | 94.009 | 0 | 30.498 | 63.511 | 0 | 0 | 0 | 0 | [74 empty] | 9 | 0
|  |  |  | 6.4444 | 64.4444 | 0 | 0 | 0 | 0 | 0 | 0 | 0.173 | 0 | 64.444 | 0 | 0 | 99.826 | 0 | 35.381 | 64.445 | 0 | 0 | 0 | 0 | [74 empty] | 8 | 0
|  |  |  | 6.478 | 64.7804 | 0 | 0 | 0 | 0 | 0 | 0 | 0.173 | 0 | 64.78 | 0 | 0 | 103.068 | 0 | 38.288 | 64.78 | 0 | 0 | 0 | 0 | [74 empty] | 7 | 0
|  |  |  | 6.5395 | 65.3946 | 0 | 0 | 0 | 0 | 0 | 0 | 0.173 | 0 | 65.395 | 0 | 0 | 100.509 | 0 | 35.114 | 65.395 | 0 | 0 | 0 | 0 | [74 empty] | 6 | 0
|  |  |  | 6.409 | 64.0901 | 0 | 0 | 0 | 0 | 0 | 0 | 0.173 | 0 | 64.09 | 0 | 0 | 90.548 | 0 | 26.458 | 64.09 | 0 | 0 | 0 | 0 | [74 empty] | 5 | 0
|  |  |  | 6.2121 | 62.1206 | 0 | 0 | 0 | 0 | 0 | 0 | 0.173 | 0 | 62.121 | 0 | 0 | 76.72 | 0 | 14.599 | 62.121 | 0 | 0 | 0 | 0 | [74 empty] | 4 | 0
|  |  |  | 5.5123 | 55.1234 | 0 | 0 | 0 | 0 | 0 | 0 | 0.173 | 0 | 55.123 | 0 | 0 | 55.926 | 0 | 0.802 | 55.124 | 0 | 0 | 0 | 0 | [74 empty] | 3 | 0
|  |  |  | 5.3038 | 53.038 | 0 | 0 | 0 | 0 | 0 | 0 | 0.173 | 0 | 53.038 | 22.065 | 0 | 30.973 | 0 | 0 | 30.973 | 0 | 0 | 0 | 0 | [74 empty] | 2 | 0
|  |  |  | 5.1246 | 51.2463 | 0 | 0 | 0 | 0 | 0 | 0 | 0.173 | 0 | 51.246 | 42.871 | 0 | 8.376 | 0 | 0 | 8.376 | 0 | 0 | 0 | 0 | [74 empty] | 1 | 0
|  |  |  | 3.8877 | 38.8768 | 0 | 0 | 0 | 0 | 0 | 0 | 0.173 | 0 | 38.877 | 38.877 | 0 | 0 | 0 | 0 | 0 | 0 | 0 | 0 | 0 | [74 empty] | 0 | 0
|  |  |  | 1.8334 | 18.3335 | 0 | 0 | 0 | 0 | 0 | 0 | 0.173 | 0 | 18.334 | 18.334 | 0 | 0 | 0 | 0 | 0 | 0 | 0 | 0 | 0 | [74 empty] | 0 | 0
|  |  |  | 1.8286 | 18.286 | 0 | 0 | 0 | 0 | 0 | 0 | 0.173 | 0 | 18.286 | 18.286 | 0 | 0 | 0 | 0 | 0 | 0 | 0 | 0 | 0 | [74 empty] | 0 | 0
|  |  |  | 1.8427 | 18.4272 | 0 | 0 | 0 | 0 | 0 | 0 | 0.173 | 0 | 18.427 | 18.427 | 0 | 0 | 0 | 0 | 0 | 0 | 0 | 0 | 0 | [74 empty] | 0 | 0
|  |  |  | 1.829 | 18.2896 | 0 | 0 | 0 | 0 | 0 | 0 | 0.173 | 0 | 18.29 | 18.29 | 0 | 0 | 0 | 0 | 0 | 0 | 0 | 0 | 0 | [74 empty] | 0 | 0
|  |  |  | 1.8289 | 18.2888 | 0 | 0 | 0 | 0 | 0 | 0 | 0.173 | 0 | 18.289 | 18.289 | 0 | 0 | 0 | 0 | 0 | 0 | 0 | 0 | 0 | [74 empty] | 0 | 0
|  |  |  | 1.8289 | 18.2887 | 0 | 0 | 0 | 0 | 0 | 0 | 0.173 | 0 | 18.289 | 18.289 | 0 | 0 | 0 | 0 | 0 | 0 | 0 | 0 | 0 | [74 empty] | 0 | 0
|  |  |  | 1.8289 | 18.2885 | 0 | 0 | 0 | 0 | 0 | 0 | 0.173 | 0 | 18.288 | 18.288 | 0 | 0 | 0 | 0 | 0 | 0 | 0 | 0 | 0 | [74 empty] | 0 | 0
|  |  |  | 1.8364 | 18.3642 | 0 | 0 | 0 | 0 | 0 | 0 | 0.173 | 0 | 18.364 | 18.364 | 0 | 0 | 0 | 0 | 0 | 0 | 0 | 0 | 0 | [74 empty] | 0 | 0
|  |  |  | 1.7795 | 17.7953 | 0 | 0 | 0 | 0 | 0 | 0 | 0.173 | 0 | 17.795 | 17.795 | 0 | 0 | 0 | 0 | 0 | 0 | 0 | 0 | 0 | [74 empty] | 0 | 0
|  |  |  | 3.7438 | 37.4384 | 0 | 0 | 0 | 0 | 0 | 0 | 0.173 | 0 | 37.438 | 34.676 | 0 | 2.763 | 0 | 0 | 2.763 | 0 | 0 | 0 | 0 | [74 empty] | 0 | 0
|  |  |  | 3.7432 | 37.432 | 0 | 0 | 0 | 0 | 0 | 0 | 0.173 | 0 | 37.432 | 17.758 | 0 | 19.674 | 0 | 0 | 19.674 | 0 | 0 | 0 | 0 | [74 empty] | 13 | 0
|  |  |  | 5.9247 | 59.2473 | 0 | 0 | 0 | 0 | 0 | 0 | 0.173 | 0 | 59.247 | 25.541 | 0 | 33.707 | 0 | 0 | 33.707 | 0 | 0 | 0 | 0 | [74 empty] | 12 | 0
|  |  |  | 5.9242 | 59.2421 | 0 | 0 | 0 | 0 | 0 | 0 | 0.173 | 0 | 59.242 | 0 | 0 | 63.603 | 0 | 4.361 | 59.242 | 0 | 0 | 0 | 0 | [74 empty] | 11 | 0
|  |  |  | 6.0453 | 60.4526 | 0 | 0 | 0 | 0 | 0 | 0 | 0.173 | 0 | 60.453 | 0 | 0 | 78.93 | 0 | 18.477 | 60.453 | 0 | 0 | 0 | 0 | [74 empty] | 10 | 0
|  |  |  | 6.1787 | 61.7875 | 0 | 0 | 0 | 0 | 0 | 0 | 0.173 | 0 | 61.788 | 0 | 0 | 87.669 | 0 | 25.882 | 61.787 | 0 | 0 | 0 | 0 | [74 empty] | 9 | 0
|  |  |  | 6.223 | 62.2301 | 0 | 0 | 0 | 0 | 0 | 0 | 0.173 | 0 | 62.23 | 0 | 0 | 96.539 | 0 | 34.309 | 62.23 | 0 | 0 | 0 | 0 | [74 empty] | 8 | 0
|  |  |  | 6.3213 | 63.2135 | 0 | 0 | 0 | 0 | 0 | 0 | 0.173 | 0 | 63.213 | 0 | 0 | 97.514 | 0 | 34.3 | 63.214 | 0 | 0 | 0 | 0 | [74 empty] | 7 | 0
|  |  |  | 6.4768 | 64.7679 | 0 | 0 | 0 | 0 | 0 | 0 | 0.173 | 0 | 64.768 | 0 | 0 | 95.681 | 0 | 30.914 | 64.767 | 0 | 0 | 0 | 0 | [74 empty] | 6 | 0
|  |  |  | 6.3331 | 63.3315 | 0 | 0 | 0 | 0 | 0 | 0 | 0.173 | 0 | 63.332 | 0 | 0 | 86.651 | 0 | 23.32 | 63.331 | 0 | 0 | 0 | 0 | [74 empty] | 5 | 0
|  |  |  | 6.1865 | 61.8654 | 0 | 0 | 0 | 0 | 0 | 0 | 0.173 | 0 | 61.865 | 0 | 0 | 71.819 | 0 | 9.954 | 61.865 | 0 | 0 | 0 | 0 | [74 empty] | 4 | 0
|  |  |  | 5.5883 | 55.8828 | 0 | 0 | 0 | 0 | 0 | 0 | 0.173 | 0 | 55.883 | 3.433 | 0 | 52.45 | 0 | 0 | 52.45 | 0 | 0 | 0 | 0 | [74 empty] | 3 | 0
|  |  |  | 5.4841 | 54.8413 | 0 | 0 | 0 | 0 | 0 | 0 | 0.173 | 0 | 54.841 | 25.046 | 0 | 29.795 | 0 | 0 | 29.795 | 0 | 0 | 0 | 0 | [74 empty] | 2 | 0
|  |  |  | 5.4207 | 54.2072 | 0 | 0 | 0 | 0 | 0 | 0 | 0.173 | 0 | 54.207 | 45.279 | 0 | 8.928 | 0 | 0 | 8.928 | 0 | 0 | 0 | 0 | [74 empty] | 1 | 0
|  |  |  | 4.1421 | 41.4214 | 0 | 0 | 0 | 0 | 0 | 0 | 0.173 | 0 | 41.421 | 41.421 | 0 | 0 | 0 | 0 | 0 | 0 | 0 | 0 | 0 | [74 empty] | 0 | 0
|  |  |  | 1.8338 | 18.3379 | 0 | 0 | 0 | 0 | 0 | 0 | 0.173 | 0 | 18.338 | 18.338 | 0 | 0 | 0 | 0 | 0 | 0 | 0 | 0 | 0 | [74 empty] | 0 | 0
|  |  |  | 1.829 | 18.2902 | 0 | 0 | 0 | 0 | 0 | 0 | 0.173 | 0 | 18.29 | 18.29 | 0 | 0 | 0 | 0 | 0 | 0 | 0 | 0 | 0 | [74 empty] | 0 | 0
|  |  |  | 1.8429 | 18.4294 | 0 | 0 | 0 | 0 | 0 | 0 | 0.173 | 0 | 18.429 | 18.429 | 0 | 0 | 0 | 0 | 0 | 0 | 0 | 0 | 0 | [74 empty] | 0 | 0
|  |  |  | 1.8294 | 18.2936 | 0 | 0 | 0 | 0 | 0 | 0 | 0.173 | 0 | 18.294 | 18.294 | 0 | 0 | 0 | 0 | 0 | 0 | 0 | 0 | 0 | [74 empty] | 0 | 0
|  |  |  | 1.8294 | 18.294 | 0 | 0 | 0 | 0 | 0 | 0 | 0.173 | 0 | 18.294 | 18.294 | 0 | 0 | 0 | 0 | 0 | 0 | 0 | 0 | 0 | [74 empty] | 0 | 0
|  |  |  | 1.8293 | 18.2925 | 0 | 0 | 0 | 0 | 0 | 0 | 0.173 | 0 | 18.292 | 18.292 | 0 | 0 | 0 | 0 | 0 | 0 | 0 | 0 | 0 | [74 empty] | 0 | 0
|  |  |  | 1.8291 | 18.2908 | 0 | 0 | 0 | 0 | 0 | 0 | 0.173 | 0 | 18.291 | 18.291 | 0 | 0 | 0 | 0 | 0 | 0 | 0 | 0 | 0 | [74 empty] | 0 | 0
|  |  |  | 1.867 | 18.6702 | 0 | 0 | 0 | 0 | 0 | 0 | 0.173 | 0 | 18.67 | 18.67 | 0 | 0 | 0 | 0 | 0 | 0 | 0 | 0 | 0 | [74 empty] | 0 | 0
|  |  |  | 1.8051 | 18.0505 | 0 | 0 | 0 | 0 | 0 | 0 | 0.173 | 0 | 18.051 | 18.051 | 0 | 0 | 0 | 0 | 0 | 0 | 0 | 0 | 0 | [74 empty] | 0 | 0
|  |  |  | 3.9436 | 39.4359 | 0 | 0 | 0 | 0 | 0 | 0 | 0.173 | 0 | 39.436 | 36.818 | 0 | 2.617 | 0 | 0 | 2.617 | 0 | 0 | 0 | 0 | [74 empty] | 0 | 0
|  |  |  | 3.9281 | 39.2812 | 0 | 0 | 0 | 0 | 0 | 0 | 0.173 | 0 | 39.281 | 20.305 | 0 | 18.976 | 0 | 0 | 18.976 | 0 | 0 | 0 | 0 | [74 empty] | 13 | 0
|  |  |  | 6.1389 | 61.3894 | 0 | 0 | 0 | 0 | 0 | 0 | 0.173 | 0 | 61.389 | 19.743 | 0 | 41.646 | 0 | 0 | 41.646 | 0 | 0 | 0 | 0 | [74 empty] | 12 | 0
|  |  |  | 6.3136 | 63.1365 | 0 | 0 | 0 | 0 | 0 | 0 | 0.173 | 0 | 63.136 | 1.191 | 0 | 61.946 | 0 | 0 | 61.946 | 0 | 0 | 0 | 0 | [74 empty] | 11 | 0
|  |  |  | 6.458 | 64.5795 | 0 | 0 | 0 | 0 | 0 | 0 | 0.173 | 0 | 64.579 | 0 | 0 | 77.229 | 0 | 12.649 | 64.58 | 0 | 0 | 0 | 0 | [74 empty] | 10 | 0
|  |  |  | 6.462 | 64.6197 | 0 | 0 | 0 | 0 | 0 | 0 | 0.173 | 0 | 64.62 | 0 | 0 | 82.711 | 0 | 18.091 | 64.62 | 0 | 0 | 0 | 0 | [74 empty] | 9 | 0
|  |  |  | 6.6226 | 66.2262 | 0 | 0 | 0 | 0 | 0 | 0 | 0.173 | 0 | 66.226 | 0 | 0 | 88.425 | 0 | 22.199 | 66.226 | 0 | 0 | 0 | 0 | [74 empty] | 8 | 0
|  |  |  | 7.2235 | 72.2346 | 0 | 0 | 0 | 0 | 0 | 0 | 0.173 | 0 | 72.235 | 0 | 0 | 92.86 | 0 | 20.626 | 72.234 | 0 | 0 | 0 | 0 | [74 empty] | 7 | 0
|  |  |  | 7.7168 | 77.1681 | 0 | 0 | 0 | 0 | 0 | 0 | 0.173 | 0 | 77.168 | 0 | 0 | 88.992 | 0 | 11.824 | 77.168 | 0 | 0 | 0 | 0 | [74 empty] | 6 | 0
|  |  |  | 7.5811 | 75.811 | 0 | 0 | 0 | 0 | 0 | 0 | 0.173 | 0 | 75.811 | 0 | 0 | 80.253 | 0 | 4.442 | 75.811 | 0 | 0 | 0 | 0 | [74 empty] | 5 | 0
|  |  |  | 7.1812 | 71.8122 | 0 | 0 | 0 | 0 | 0 | 0 | 0.173 | 0 | 71.812 | 4.05 | 0 | 67.762 | 0 | 0 | 67.762 | 0 | 0 | 0 | 0 | [74 empty] | 4 | 0
|  |  |  | 6.3315 | 63.3154 | 0 | 0 | 0 | 0 | 0 | 0 | 0.173 | 0 | 63.315 | 14.282 | 0 | 49.033 | 0 | 0 | 49.033 | 0 | 0 | 0 | 0 | [74 empty] | 3 | 0
|  |  |  | 5.7362 | 57.3621 | 0 | 0 | 0 | 0 | 0 | 0 | 0.173 | 0 | 57.362 | 29.603 | 0 | 27.759 | 0 | 0 | 27.759 | 0 | 0 | 0 | 0 | [74 empty] | 2 | 0
|  |  |  | 5.5424 | 55.4237 | 0 | 0 | 0 | 0 | 0 | 0 | 0.173 | 0 | 55.424 | 46.888 | 0 | 8.536 | 0 | 0 | 8.536 | 0 | 0 | 0 | 0 | [74 empty] | 1 | 0
|  |  |  | 4.263 | 42.6295 | 0 | 0 | 0 | 0 | 0 | 0 | 0.173 | 0 | 42.629 | 42.629 | 0 | 0 | 0 | 0 | 0 | 0 | 0 | 0 | 0 | [74 empty] | 0 | 0
|  |  |  | 1.8286 | 18.2857 | 0 | 0 | 0 | 0 | 0 | 0 | 0.173 | 0 | 18.286 | 18.286 | 0 | 0 | 0 | 0 | 0 | 0 | 0 | 0 | 0 | [74 empty] | 0 | 0
|  |  |  | 1.8293 | 18.2927 | 0 | 0 | 0 | 0 | 0 | 0 | 0.173 | 0 | 18.293 | 18.293 | 0 | 0 | 0 | 0 | 0 | 0 | 0 | 0 | 0 | [74 empty] | 0 | 0
|  |  |  | 1.8432 | 18.432 | 0 | 0 | 0 | 0 | 0 | 0 | 0.173 | 0 | 18.432 | 18.432 | 0 | 0 | 0 | 0 | 0 | 0 | 0 | 0 | 0 | [74 empty] | 0 | 0
|  |  |  | 1.8296 | 18.2958 | 0 | 0 | 0 | 0 | 0 | 0 | 0.173 | 0 | 18.296 | 18.296 | 0 | 0 | 0 | 0 | 0 | 0 | 0 | 0 | 0 | [74 empty] | 0 | 0
|  |  |  | 1.8297 | 18.2972 | 0 | 0 | 0 | 0 | 0 | 0 | 0.173 | 0 | 18.297 | 18.297 | 0 | 0 | 0 | 0 | 0 | 0 | 0 | 0 | 0 | [74 empty] | 0 | 0
|  |  |  | 1.8298 | 18.2982 | 0 | 0 | 0 | 0 | 0 | 0 | 0.173 | 0 | 18.298 | 18.298 | 0 | 0 | 0 | 0 | 0 | 0 | 0 | 0 | 0 | [74 empty] | 0 | 0
|  |  |  | 1.8298 | 18.2978 | 0 | 0 | 0 | 0 | 0 | 0 | 0.173 | 0 | 18.298 | 18.298 | 0 | 0 | 0 | 0 | 0 | 0 | 0 | 0 | 0 | [74 empty] | 0 | 0
|  |  |  | 1.8376 | 18.3758 | 0 | 0 | 0 | 0 | 0 | 0 | 0.173 | 0 | 18.376 | 18.376 | 0 | 0 | 0 | 0 | 0 | 0 | 0 | 0 | 0 | [74 empty] | 0 | 0
|  |  |  | 1.7805 | 17.8047 | 0 | 0 | 0 | 0 | 0 | 0 | 0.173 | 0 | 17.805 | 17.805 | 0 | 0 | 0 | 0 | 0 | 0 | 0 | 0 | 0 | [74 empty] | 0 | 0
|  |  |  | 1.4983 | 14.9829 | 0 | 0 | 0 | 0 | 0 | 0 | 0.173 | 0 | 14.983 | 12.22 | 0 | 2.763 | 0 | 0 | 2.763 | 0 | 0 | 0 | 0 | [74 empty] | 14 | 0
|  |  |  | 1.4963 | 14.9628 | 0 | 0 | 0 | 0 | 0 | 0 | 0.173 | 0 | 14.963 | 0 | 0 | 18.54 | 0 | 3.577 | 14.963 | 0 | 0 | 0 | 0 | [74 empty] | 13 | 0
|  |  |  | 1.4963 | 14.9634 | 0 | 0 | 0 | 0 | 0 | 0 | 0.173 | 0 | 14.963 | 0 | 0 | 40.236 | 0 | 25.272 | 14.964 | 0 | 0 | 0 | 0 | [74 empty] | 12 | 0
|  |  |  | 1.4972 | 14.9724 | 0 | 0 | 0 | 0 | 0 | 0 | 0.173 | 0 | 14.972 | 0 | 0 | 59.924 | 0 | 44.952 | 14.972 | 0 | 0 | 0 | 0 | [74 empty] | 11 | 0
|  |  |  | 1.4975 | 14.9746 | 0 | 0 | 0 | 0 | 0 | 0 | 0.173 | 0 | 14.975 | 0 | 0 | 74.873 | 0 | 59.898 | 14.975 | 0 | 0 | 0 | 0 | [74 empty] | 10 | 0
|  |  |  | 1.5099 | 15.0986 | 0 | 0 | 0 | 0 | 0 | 0 | 0.173 | 0 | 15.099 | 0 | 0 | 82.114 | 0 | 67.016 | 15.098 | 0 | 0 | 0 | 0 | [74 empty] | 9 | 0
|  |  |  | 1.7054 | 17.0539 | 0 | 0 | 0 | 0 | 0 | 0 | 0.173 | 0 | 17.054 | 0 | 0 | 87.393 | 0 | 70.339 | 17.054 | 0 | 0 | 0 | 0 | [74 empty] | 8 | 0
|  |  |  | 2.3925 | 23.9253 | 0 | 0 | 0 | 0 | 0 | 0 | 0.173 | 0 | 23.925 | 0 | 0 | 92.133 | 0 | 68.208 | 23.925 | 0 | 0 | 0 | 0 | [74 empty] | 7 | 0
|  |  |  | 2.6126 | 26.1259 | 0 | 0 | 0 | 0 | 0 | 0 | 0.173 | 0 | 26.126 | 0 | 0 | 89.879 | 0 | 63.754 | 26.125 | 0 | 0 | 0 | 0 | [74 empty] | 6 | 0
|  |  |  | 2.7069 | 27.0693 | 0 | 0 | 0 | 0 | 0 | 0 | 0.173 | 0 | 27.069 | 0 | 0 | 80.718 | 0 | 53.649 | 27.069 | 0 | 0 | 0 | 0 | [74 empty] | 5 | 0
|  |  |  | 2.8845 | 28.8446 | 0 | 0 | 0 | 0 | 0 | 0 | 0.173 | 0 | 28.845 | 0 | 0 | 66.817 | 0 | 37.972 | 28.845 | 0 | 0 | 0 | 0 | [74 empty] | 4 | 0
|  |  |  | 2.5362 | 25.3621 | 0 | 0 | 0 | 0 | 0 | 0 | 0.173 | 0 | 25.362 | 0 | 0 | 47.346 | 0 | 21.984 | 25.362 | 0 | 0 | 0 | 0 | [74 empty] | 3 | 0
|  |  |  | 2.5783 | 25.7834 | 0 | 0 | 0 | 0 | 0 | 0 | 0.173 | 0 | 25.783 | 0 | 0 | 26.843 | 0 | 1.06 | 25.783 | 0 | 0 | 0 | 0 | [74 empty] | 2 | 0
|  |  |  | 1.633 | 16.3301 | 0 | 0 | 0 | 0 | 0 | 0 | 0.173 | 0 | 16.33 | 8.202 | 0 | 8.129 | 0 | 0 | 8.129 | 0 | 0 | 0 | 0 | [74 empty] | 1 | 0
|  |  |  | 1.8404 | 18.4038 | 0 | 0 | 0 | 0 | 0 | 0 | 0.173 | 0 | 18.404 | 18.404 | 0 | 0 | 0 | 0 | 0 | 0 | 0 | 0 | 0 | [74 empty] | 0 | 0
|  |  |  | 1.8357 | 18.3575 | 0 | 0 | 0 | 0 | 0 | 0 | 0.173 | 0 | 18.357 | 18.357 | 0 | 0 | 0 | 0 | 0 | 0 | 0 | 0 | 0 | [74 empty] | 0 | 0
|  |  |  | 1.8302 | 18.3019 | 0 | 0 | 0 | 0 | 0 | 0 | 0.173 | 0 | 18.302 | 18.302 | 0 | 0 | 0 | 0 | 0 | 0 | 0 | 0 | 0 | [74 empty] | 0 | 0
|  |  |  | 1.8431 | 18.4305 | 0 | 0 | 0 | 0 | 0 | 0 | 0.173 | 0 | 18.431 | 18.431 | 0 | 0 | 0 | 0 | 0 | 0 | 0 | 0 | 0 | [74 empty] | 0 | 0
|  |  |  | 1.8298 | 18.2977 | 0 | 0 | 0 | 0 | 0 | 0 | 0.173 | 0 | 18.298 | 18.298 | 0 | 0 | 0 | 0 | 0 | 0 | 0 | 0 | 0 | [74 empty] | 0 | 0
|  |  |  | 1.8294 | 18.2941 | 0 | 0 | 0 | 0 | 0 | 0 | 0.173 | 0 | 18.294 | 18.294 | 0 | 0 | 0 | 0 | 0 | 0 | 0 | 0 | 0 | [74 empty] | 0 | 0
|  |  |  | 1.8292 | 18.2921 | 0 | 0 | 0 | 0 | 0 | 0 | 0.173 | 0 | 18.292 | 18.292 | 0 | 0 | 0 | 0 | 0 | 0 | 0 | 0 | 0 | [74 empty] | 0 | 0
|  |  |  | 1.8292 | 18.2915 | 0 | 0 | 0 | 0 | 0 | 0 | 0.173 | 0 | 18.291 | 18.291 | 0 | 0 | 0 | 0 | 0 | 0 | 0 | 0 | 0 | [74 empty] | 0 | 0
|  |  |  | 1.8368 | 18.3679 | 0 | 0 | 0 | 0 | 0 | 0 | 0.173 | 0 | 18.368 | 18.368 | 0 | 0 | 0 | 0 | 0 | 0 | 0 | 0 | 0 | [74 empty] | 0 | 0
|  |  |  | 1.7799 | 17.7991 | 0 | 0 | 0 | 0 | 0 | 0 | 0.173 | 0 | 17.799 | 17.799 | 0 | 0 | 0 | 0 | 0 | 0 | 0 | 0 | 0 | [74 empty] | 0 | 0
|  |  |  | 1.4977 | 14.9768 | 0 | 0 | 0 | 0 | 0 | 0 | 0.173 | 0 | 14.977 | 12.287 | 0 | 2.69 | 0 | 0 | 2.69 | 0 | 0 | 0 | 0 | [74 empty] | 14 | 0
|  |  |  | 1.4965 | 14.9654 | 0 | 0 | 0 | 0 | 0 | 0 | 0.173 | 0 | 14.965 | 0 | 0 | 18.162 | 0 | 3.197 | 14.965 | 0 | 0 | 0 | 0 | [74 empty] | 13 | 0
|  |  |  | 1.5606 | 15.6064 | 0 | 0 | 0 | 0 | 0 | 0 | 0.173 | 0 | 15.606 | 0 | 0 | 39.698 | 0 | 24.091 | 15.607 | 0 | 0 | 0 | 0 | [74 empty] | 12 | 0
|  |  |  | 2.2147 | 22.1466 | 0 | 0 | 0 | 0 | 0 | 0 | 0.173 | 0 | 22.147 | 0 | 0 | 60.433 | 0 | 38.287 | 22.146 | 0 | 0 | 0 | 0 | [74 empty] | 11 | 0
|  |  |  | 2.0862 | 20.8619 | 0 | 0 | 0 | 0 | 0 | 0 | 0.173 | 0 | 20.862 | 0 | 0 | 76.589 | 0 | 55.727 | 20.862 | 0 | 0 | 0 | 0 | [74 empty] | 10 | 0
|  |  |  | 2.4872 | 24.8719 | 0 | 0 | 0 | 0 | 0 | 0 | 0.173 | 0 | 24.872 | 0 | 0 | 89.807 | 0 | 64.935 | 24.872 | 0 | 0 | 0 | 0 | [74 empty] | 9 | 0
|  |  |  | 2.8444 | 28.4442 | 0 | 0 | 0 | 0 | 0 | 0 | 0.173 | 0 | 28.444 | 0 | 0 | 95.943 | 0 | 67.499 | 28.444 | 0 | 0 | 0 | 0 | [74 empty] | 8 | 0
|  |  |  | 3.0155 | 30.1551 | 0 | 0 | 0 | 0 | 0 | 0 | 0.173 | 0 | 30.155 | 0 | 0 | 96.408 | 0 | 66.253 | 30.155 | 0 | 0 | 0 | 0 | [74 empty] | 7 | 0
|  |  |  | 2.9639 | 29.6391 | 0 | 0 | 0 | 0 | 0 | 0 | 0.173 | 0 | 29.639 | 0 | 0 | 91.566 | 0 | 61.927 | 29.639 | 0 | 0 | 0 | 0 | [74 empty] | 6 | 0
|  |  |  | 3.4827 | 34.8269 | 0 | 0 | 0 | 0 | 0 | 0 | 0.173 | 0 | 34.827 | 0 | 0 | 82.158 | 0 | 47.331 | 34.827 | 0 | 0 | 0 | 0 | [74 empty] | 5 | 0
|  |  |  | 3.0825 | 30.8246 | 0 | 0 | 0 | 0 | 0 | 0 | 0.173 | 0 | 30.825 | 0 | 0 | 67.98 | 0 | 37.156 | 30.824 | 0 | 0 | 0 | 0 | [74 empty] | 4 | 0
|  |  |  | 3.153 | 31.5301 | 0 | 0 | 0 | 0 | 0 | 0 | 0.173 | 0 | 31.53 | 0 | 0 | 49.382 | 0 | 17.852 | 31.53 | 0 | 0 | 0 | 0 | [74 empty] | 3 | 0
|  |  |  | 2.7416 | 27.4163 | 0 | 0 | 0 | 0 | 0 | 0 | 0.173 | 0 | 27.416 | 0 | 0 | 28.006 | 0 | 0.59 | 27.416 | 0 | 0 | 0 | 0 | [74 empty] | 2 | 0
|  |  |  | 2.4773 | 24.7729 | 0 | 0 | 0 | 0 | 0 | 0 | 0.173 | 0 | 24.773 | 15.699 | 0 | 9.074 | 0 | 0 | 9.074 | 0 | 0 | 0 | 0 | [74 empty] | 1 | 0
|  |  |  | 2.1681 | 21.6811 | 0 | 0 | 0 | 0 | 0 | 0 | 0.173 | 0 | 21.681 | 21.681 | 0 | 0 | 0 | 0 | 0 | 0 | 0 | 0 | 0 | [74 empty] | 0 | 0
|  |  |  | 1.8365 | 18.3654 | 0 | 0 | 0 | 0 | 0 | 0 | 0.173 | 0 | 18.365 | 18.365 | 0 | 0 | 0 | 0 | 0 | 0 | 0 | 0 | 0 | [74 empty] | 0 | 0
|  |  |  | 1.8305 | 18.3048 | 0 | 0 | 0 | 0 | 0 | 0 | 0.173 | 0 | 18.305 | 18.305 | 0 | 0 | 0 | 0 | 0 | 0 | 0 | 0 | 0 | [74 empty] | 0 | 0
|  |  |  | 1.8436 | 18.4357 | 0 | 0 | 0 | 0 | 0 | 0 | 0.173 | 0 | 18.436 | 18.436 | 0 | 0 | 0 | 0 | 0 | 0 | 0 | 0 | 0 | [74 empty] | 0 | 0
|  |  |  | 1.8306 | 18.3058 | 0 | 0 | 0 | 0 | 0 | 0 | 0.173 | 0 | 18.306 | 18.306 | 0 | 0 | 0 | 0 | 0 | 0 | 0 | 0 | 0 | [74 empty] | 0 | 0
|  |  |  | 1.8305 | 18.3053 | 0 | 0 | 0 | 0 | 0 | 0 | 0.173 | 0 | 18.305 | 18.305 | 0 | 0 | 0 | 0 | 0 | 0 | 0 | 0 | 0 | [74 empty] | 0 | 0
|  |  |  | 1.8305 | 18.3047 | 0 | 0 | 0 | 0 | 0 | 0 | 0.173 | 0 | 18.305 | 18.305 | 0 | 0 | 0 | 0 | 0 | 0 | 0 | 0 | 0 | [74 empty] | 0 | 0
|  |  |  | 1.8302 | 18.3023 | 0 | 0 | 0 | 0 | 0 | 0 | 0.173 | 0 | 18.302 | 18.302 | 0 | 0 | 0 | 0 | 0 | 0 | 0 | 0 | 0 | [74 empty] | 0 | 0
|  |  |  | 1.8377 | 18.3772 | 0 | 0 | 0 | 0 | 0 | 0 | 0.173 | 0 | 18.377 | 18.377 | 0 | 0 | 0 | 0 | 0 | 0 | 0 | 0 | 0 | [74 empty] | 0 | 0
|  |  |  | 1.7805 | 17.8048 | 0 | 0 | 0 | 0 | 0 | 0 | 0.173 | 0 | 17.805 | 17.805 | 0 | 0 | 0 | 0 | 0 | 0 | 0 | 0 | 0 | [74 empty] | 0 | 0
|  |  |  | 3.8803 | 38.8032 | 0 | 0 | 0 | 0 | 0 | 0 | 0.173 | 0 | 38.803 | 36.142 | 0 | 2.661 | 0 | 0 | 2.661 | 0 | 0 | 0 | 0 | [74 empty] | 0 | 0
|  |  |  | 4.071 | 40.7096 | 0 | 0 | 0 | 0 | 0 | 0 | 0.173 | 0 | 40.71 | 21.995 | 0 | 18.715 | 0 | 0 | 18.715 | 0 | 0 | 0 | 0 | [74 empty] | 13 | 0
|  |  |  | 6.9637 | 69.6367 | 0 | 0 | 0 | 0 | 0 | 0 | 0.173 | 0 | 69.637 | 28.194 | 0 | 41.443 | 0 | 0 | 41.443 | 0 | 0 | 0 | 0 | [74 empty] | 12 | 0
|  |  |  | 8.116 | 81.1597 | 0 | 0 | 0 | 0 | 0 | 0 | 0.173 | 0 | 81.16 | 18.123 | 0 | 63.036 | 0 | 0 | 63.036 | 0 | 0 | 0 | 0 | [74 empty] | 11 | 0
|  |  |  | 9.074 | 90.7396 | 0 | 0 | 0 | 0 | 0 | 0 | 0.173 | 0 | 90.74 | 10.777 | 0 | 79.962 | 0 | 0 | 79.962 | 0 | 0 | 0 | 0 | [74 empty] | 10 | 0
|  |  |  | 9.3295 | 93.2954 | 0 | 0 | 0 | 0 | 0 | 0 | 0.173 | 0 | 93.295 | 6.237 | 0 | 87.058 | 0 | 0 | 87.058 | 0 | 0 | 0 | 0 | [74 empty] | 9 | 0
|  |  |  | 9.1432 | 91.432 | 0 | 0 | 0 | 0 | 0 | 0 | 0.173 | 0 | 91.432 | 0 | 0 | 98.808 | 0 | 7.376 | 91.432 | 0 | 0 | 0 | 0 | [74 empty] | 8 | 0
|  |  |  | 9.1113 | 91.1128 | 0 | 0 | 0 | 0 | 0 | 0 | 0.173 | 0 | 91.113 | 0 | 0 | 102.254 | 0 | 11.141 | 91.113 | 0 | 0 | 0 | 0 | [74 empty] | 7 | 0
|  |  |  | 9.2434 | 92.4336 | 0 | 0 | 0 | 0 | 0 | 0 | 0.173 | 0 | 92.434 | 0 | 0 | 98.75 | 0 | 6.316 | 92.434 | 0 | 0 | 0 | 0 | [74 empty] | 6 | 0
|  |  |  | 9.3266 | 93.2658 | 0 | 0 | 0 | 0 | 0 | 0 | 0.173 | 0 | 93.266 | 3.27 | 0 | 89.996 | 0 | 0 | 89.996 | 0 | 0 | 0 | 0 | [74 empty] | 5 | 0
|  |  |  | 9.2755 | 92.7547 | 0 | 0 | 0 | 0 | 0 | 0 | 0.173 | 0 | 92.755 | 17.155 | 0 | 75.6 | 0 | 0 | 75.6 | 0 | 0 | 0 | 0 | [74 empty] | 4 | 0
|  |  |  | 8.5375 | 85.3749 | 0 | 0 | 0 | 0 | 0 | 0 | 0.173 | 0 | 85.375 | 29.318 | 0 | 56.057 | 0 | 0 | 56.057 | 0 | 0 | 0 | 0 | [74 empty] | 3 | 0
|  |  |  | 6.2115 | 62.1154 | 0 | 0 | 0 | 0 | 0 | 0 | 0.173 | 0 | 62.115 | 30.764 | 0 | 31.351 | 0 | 0 | 31.351 | 0 | 0 | 0 | 0 | [74 empty] | 2 | 0
|  |  |  | 5.8105 | 58.1051 | 0 | 0 | 0 | 0 | 0 | 0 | 0.173 | 0 | 58.105 | 48.508 | 0 | 9.597 | 0 | 0 | 9.597 | 0 | 0 | 0 | 0 | [74 empty] | 1 | 0
|  |  |  | 4.4363 | 44.363 | 0 | 0 | 0 | 0 | 0 | 0 | 0.173 | 0 | 44.363 | 44.363 | 0 | 0 | 0 | 0 | 0 | 0 | 0 | 0 | 0 | [74 empty] | 0 | 0
|  |  |  | 1.8362 | 18.3618 | 0 | 0 | 0 | 0 | 0 | 0 | 0.173 | 0 | 18.362 | 18.362 | 0 | 0 | 0 | 0 | 0 | 0 | 0 | 0 | 0 | [74 empty] | 0 | 0
|  |  |  | 1.8308 | 18.3081 | 0 | 0 | 0 | 0 | 0 | 0 | 0.173 | 0 | 18.308 | 18.308 | 0 | 0 | 0 | 0 | 0 | 0 | 0 | 0 | 0 | [74 empty] | 0 | 0
|  |  |  | 1.8445 | 18.4455 | 0 | 0 | 0 | 0 | 0 | 0 | 0.173 | 0 | 18.446 | 18.446 | 0 | 0 | 0 | 0 | 0 | 0 | 0 | 0 | 0 | [74 empty] | 0 | 0
|  |  |  | 1.8308 | 18.3081 | 0 | 0 | 0 | 0 | 0 | 0 | 0.173 | 0 | 18.308 | 18.308 | 0 | 0 | 0 | 0 | 0 | 0 | 0 | 0 | 0 | [74 empty] | 0 | 0
|  |  |  | 1.8306 | 18.3063 | 0 | 0 | 0 | 0 | 0 | 0 | 0.173 | 0 | 18.306 | 18.306 | 0 | 0 | 0 | 0 | 0 | 0 | 0 | 0 | 0 | [74 empty] | 0 | 0
|  |  |  | 1.8306 | 18.3064 | 0 | 0 | 0 | 0 | 0 | 0 | 0.173 | 0 | 18.306 | 18.306 | 0 | 0 | 0 | 0 | 0 | 0 | 0 | 0 | 0 | [74 empty] | 0 | 0
|  |  |  | 1.8305 | 18.3054 | 0 | 0 | 0 | 0 | 0 | 0 | 0.173 | 0 | 18.305 | 18.305 | 0 | 0 | 0 | 0 | 0 | 0 | 0 | 0 | 0 | [74 empty] | 0 | 0
|  |  |  | 1.8691 | 18.6912 | 0 | 0 | 0 | 0 | 0 | 0 | 0.173 | 0 | 18.691 | 18.691 | 0 | 0 | 0 | 0 | 0 | 0 | 0 | 0 | 0 | [74 empty] | 0 | 0
|  |  |  | 1.8067 | 18.067 | 0 | 0 | 0 | 0 | 0 | 0 | 0.173 | 0 | 18.067 | 18.067 | 0 | 0 | 0 | 0 | 0 | 0 | 0 | 0 | 0 | [74 empty] | 0 | 0
|  |  |  | 4.1226 | 41.2261 | 0 | 0 | 0 | 0 | 0 | 0 | 0.173 | 0 | 41.226 | 38.783 | 0 | 2.443 | 0 | 0 | 2.443 | 0 | 0 | 0 | 0 | [74 empty] | 0 | 0
|  |  |  | 4.237 | 42.3696 | 0 | 0 | 0 | 0 | 0 | 0 | 0.173 | 0 | 42.37 | 23.902 | 0 | 18.467 | 0 | 0 | 18.467 | 0 | 0 | 0 | 0 | [74 empty] | 12 | 0
|  |  |  | 7.1913 | 71.913 | 0 | 0 | 0 | 0 | 0 | 0 | 0.173 | 0 | 71.913 | 31.474 | 0 | 40.439 | 0 | 0 | 40.439 | 0 | 0 | 0 | 0 | [74 empty] | 11 | 0
|  |  |  | 8.5379 | 85.3787 | 0 | 0 | 0 | 0 | 0 | 0 | 0.173 | 0 | 85.379 | 23.462 | 0 | 61.917 | 0 | 0 | 61.917 | 0 | 0 | 0 | 0 | [74 empty] | 10 | 0
|  |  |  | 9.0666 | 90.6662 | 0 | 0 | 0 | 0 | 0 | 0 | 0.173 | 0 | 90.666 | 11.722 | 0 | 78.944 | 0 | 0 | 78.944 | 0 | 0 | 0 | 0 | [74 empty] | 9 | 0
|  |  |  | 9.2507 | 92.5068 | 0 | 0 | 0 | 0 | 0 | 0 | 0.173 | 0 | 92.507 | 7.077 | 0 | 85.43 | 0 | 0 | 85.43 | 0 | 0 | 0 | 0 | [74 empty] | 8 | 0
|  |  |  | 9.1281 | 91.2811 | 0 | 0 | 0 | 0 | 0 | 0 | 0.173 | 0 | 91.281 | 0 | 0 | 94.329 | 0 | 3.048 | 91.281 | 0 | 0 | 0 | 0 | [74 empty] | 7 | 0
|  |  |  | 8.9479 | 89.4788 | 0 | 0 | 0 | 0 | 0 | 0 | 0.173 | 0 | 89.479 | 0 | 0 | 95.594 | 0 | 6.115 | 89.479 | 0 | 0 | 0 | 0 | [74 empty] | 6 | 0
|  |  |  | 8.9356 | 89.3561 | 0 | 0 | 0 | 0 | 0 | 0 | 0.173 | 0 | 89.356 | 1.629 | 0 | 87.727 | 0 | 0 | 87.727 | 0 | 0 | 0 | 0 | [74 empty] | 5 | 0
|  |  |  | 8.4797 | 84.7972 | 0 | 0 | 0 | 0 | 0 | 0 | 0.173 | 0 | 84.797 | 6.609 | 0 | 78.188 | 0 | 0 | 78.188 | 0 | 0 | 0 | 0 | [74 empty] | 4 | 0
|  |  |  | 8.0038 | 80.0379 | 0 | 0 | 0 | 0 | 0 | 0 | 0.173 | 0 | 80.038 | 16.725 | 0 | 63.313 | 0 | 0 | 63.313 | 0 | 0 | 0 | 0 | [74 empty] | 3 | 0
|  |  |  | 7.0785 | 70.7845 | 0 | 0 | 0 | 0 | 0 | 0 | 0.173 | 0 | 70.784 | 26.913 | 0 | 43.871 | 0 | 0 | 43.871 | 0 | 0 | 0 | 0 | [74 empty] | 2 | 0
|  |  |  | 5.7652 | 57.652 | 0 | 0 | 0 | 0 | 0 | 0 | 0.173 | 0 | 57.652 | 34.197 | 0 | 23.455 | 0 | 0 | 23.455 | 0 | 0 | 0 | 0 | [74 empty] | 1 | 0
|  |  |  | 5.511 | 55.1102 | 0 | 0 | 0 | 0 | 0 | 0 | 0.173 | 0 | 55.11 | 49.992 | 0 | 5.119 | 0 | 0 | 5.119 | 0 | 0 | 0 | 0 | [74 empty] | 0 | 0
|  |  |  | 4.2607 | 42.6071 | 0 | 0 | 0 | 0 | 0 | 0 | 0.173 | 0 | 42.607 | 42.607 | 0 | 0 | 0 | 0 | 0 | 0 | 0 | 0 | 0 | [74 empty] | 0 | 0
|  |  |  | 1.8292 | 18.2924 | 0 | 0 | 0 | 0 | 0 | 0 | 0.173 | 0 | 18.292 | 18.292 | 0 | 0 | 0 | 0 | 0 | 0 | 0 | 0 | 0 | [74 empty] | 0 | 0
|  |  |  | 1.8301 | 18.3013 | 0 | 0 | 0 | 0 | 0 | 0 | 0.173 | 0 | 18.301 | 18.301 | 0 | 0 | 0 | 0 | 0 | 0 | 0 | 0 | 0 | [74 empty] | 0 | 0
|  |  |  | 1.8443 | 18.4426 | 0 | 0 | 0 | 0 | 0 | 0 | 0.173 | 0 | 18.443 | 18.443 | 0 | 0 | 0 | 0 | 0 | 0 | 0 | 0 | 0 | [74 empty] | 0 | 0
|  |  |  | 1.8306 | 18.3063 | 0 | 0 | 0 | 0 | 0 | 0 | 0.173 | 0 | 18.306 | 18.306 | 0 | 0 | 0 | 0 | 0 | 0 | 0 | 0 | 0 | [74 empty] | 0 | 0
|  |  |  | 1.8303 | 18.3032 | 0 | 0 | 0 | 0 | 0 | 0 | 0.173 | 0 | 18.303 | 18.303 | 0 | 0 | 0 | 0 | 0 | 0 | 0 | 0 | 0 | [74 empty] | 0 | 0
|  |  |  | 1.8302 | 18.3019 | 0 | 0 | 0 | 0 | 0 | 0 | 0.173 | 0 | 18.302 | 18.302 | 0 | 0 | 0 | 0 | 0 | 0 | 0 | 0 | 0 | [74 empty] | 0 | 0
|  |  |  | 1.8302 | 18.3024 | 0 | 0 | 0 | 0 | 0 | 0 | 0.173 | 0 | 18.302 | 18.302 | 0 | 0 | 0 | 0 | 0 | 0 | 0 | 0 | 0 | [74 empty] | 0 | 0
|  |  |  | 1.838 | 18.3802 | 0 | 0 | 0 | 0 | 0 | 0 | 0.173 | 0 | 18.38 | 18.38 | 0 | 0 | 0 | 0 | 0 | 0 | 0 | 0 | 0 | [74 empty] | 0 | 0
|  |  |  | 1.7809 | 17.8089 | 0 | 0 | 0 | 0 | 0 | 0 | 0.173 | 0 | 17.809 | 17.809 | 0 | 0 | 0 | 0 | 0 | 0 | 0 | 0 | 0 | [74 empty] | 0 | 0
|  |  |  | 4.0679 | 40.6789 | 0 | 0 | 0 | 0 | 0 | 0 | 0.173 | 0 | 40.679 | 39.952 | 0 | 0.727 | 0 | 0 | 0.727 | 0 | 0 | 0 | 0 | [74 empty] | 0 | 0
|  |  |  | 4.1981 | 41.9808 | 0 | 0 | 0 | 0 | 0 | 0 | 0.173 | 0 | 41.981 | 25.796 | 0 | 16.184 | 0 | 0 | 16.184 | 0 | 0 | 0 | 0 | [74 empty] | 13 | 0
|  |  |  | 6.7197 | 67.1967 | 0 | 0 | 0 | 0 | 0 | 0 | 0.173 | 0 | 67.197 | 48.351 | 0 | 18.845 | 0 | 0 | 18.845 | 0 | 0 | 0 | 0 | [74 empty] | 12 | 0
|  |  |  | 7.5309 | 75.3091 | 0 | 0 | 0 | 0 | 0 | 0 | 0.173 | 0 | 75.309 | 41.37 | 0 | 33.939 | 0 | 0 | 33.939 | 0 | 0 | 0 | 0 | [74 empty] | 11 | 0
|  |  |  | 8.2804 | 82.8044 | 0 | 0 | 0 | 0 | 0 | 0 | 0.173 | 0 | 82.804 | 25.09 | 0 | 57.714 | 0 | 0 | 57.714 | 0 | 0 | 0 | 0 | [74 empty] | 10 | 0
|  |  |  | 8.7377 | 87.3773 | 0 | 0 | 0 | 0 | 0 | 0 | 0.173 | 0 | 87.377 | 4.972 | 0 | 82.405 | 0 | 0 | 82.405 | 0 | 0 | 0 | 0 | [74 empty] | 9 | 0
|  |  |  | 8.9575 | 89.5752 | 0 | 0 | 0 | 0 | 0 | 0 | 0.173 | 0 | 89.575 | 0.379 | 0 | 89.196 | 0 | 0 | 89.196 | 0 | 0 | 0 | 0 | [74 empty] | 8 | 0
|  |  |  | 9.0066 | 90.0656 | 0 | 0 | 0 | 0 | 0 | 0 | 0.173 | 0 | 90.066 | 0 | 0 | 91.464 | 0 | 1.399 | 90.065 | 0 | 0 | 0 | 0 | [74 empty] | 7 | 0
|  |  |  | 8.9396 | 89.3956 | 0 | 0 | 0 | 0 | 0 | 0 | 0.173 | 0 | 89.396 | 0 | 0 | 90.592 | 0 | 1.196 | 89.396 | 0 | 0 | 0 | 0 | [74 empty] | 6 | 0
|  |  |  | 8.4835 | 84.8347 | 0 | 0 | 0 | 0 | 0 | 0 | 0.173 | 0 | 84.835 | 2.415 | 0 | 82.42 | 0 | 0 | 82.42 | 0 | 0 | 0 | 0 | [74 empty] | 5 | 0
|  |  |  | 7.8137 | 78.137 | 0 | 0 | 0 | 0 | 0 | 0 | 0.173 | 0 | 78.137 | 9.43 | 0 | 68.707 | 0 | 0 | 68.707 | 0 | 0 | 0 | 0 | [74 empty] | 4 | 0
|  |  |  | 6.8195 | 68.1955 | 0 | 0 | 0 | 0 | 0 | 0 | 0.173 | 0 | 68.196 | 18.13 | 0 | 50.066 | 0 | 0 | 50.066 | 0 | 0 | 0 | 0 | [74 empty] | 3 | 0
|  |  |  | 5.7606 | 57.606 | 0 | 0 | 0 | 0 | 0 | 0 | 0.173 | 0 | 57.606 | 29.367 | 0 | 28.239 | 0 | 0 | 28.239 | 0 | 0 | 0 | 0 | [74 empty] | 2 | 0
|  |  |  | 5.5408 | 55.408 | 0 | 0 | 0 | 0 | 0 | 0 | 0.173 | 0 | 55.408 | 46.683 | 0 | 8.725 | 0 | 0 | 8.725 | 0 | 0 | 0 | 0 | [74 empty] | 1 | 0
|  |  |  | 4.191 | 41.9104 | 0 | 0 | 0 | 0 | 0 | 0 | 0.173 | 0 | 41.91 | 41.91 | 0 | 0 | 0 | 0 | 0 | 0 | 0 | 0 | 0 | [74 empty] | 0 | 0
|  |  |  | 1.8345 | 18.3446 | 0 | 0 | 0 | 0 | 0 | 0 | 0.173 | 0 | 18.345 | 18.345 | 0 | 0 | 0 | 0 | 0 | 0 | 0 | 0 | 0 | [74 empty] | 0 | 0
|  |  |  | 1.8298 | 18.2976 | 0 | 0 | 0 | 0 | 0 | 0 | 0.173 | 0 | 18.298 | 18.298 | 0 | 0 | 0 | 0 | 0 | 0 | 0 | 0 | 0 | [74 empty] | 0 | 0
|  |  |  | 1.8439 | 18.4388 | 0 | 0 | 0 | 0 | 0 | 0 | 0.173 | 0 | 18.439 | 18.439 | 0 | 0 | 0 | 0 | 0 | 0 | 0 | 0 | 0 | [74 empty] | 0 | 0
|  |  |  | 1.8302 | 18.3022 | 0 | 0 | 0 | 0 | 0 | 0 | 0.173 | 0 | 18.302 | 18.302 | 0 | 0 | 0 | 0 | 0 | 0 | 0 | 0 | 0 | [74 empty] | 0 | 0
|  |  |  | 1.8301 | 18.3009 | 0 | 0 | 0 | 0 | 0 | 0 | 0.173 | 0 | 18.301 | 18.301 | 0 | 0 | 0 | 0 | 0 | 0 | 0 | 0 | 0 | [74 empty] | 0 | 0
|  |  |  | 1.8296 | 18.2963 | 0 | 0 | 0 | 0 | 0 | 0 | 0.173 | 0 | 18.296 | 18.296 | 0 | 0 | 0 | 0 | 0 | 0 | 0 | 0 | 0 | [74 empty] | 0 | 0
|  |  |  | 1.8293 | 18.2932 | 0 | 0 | 0 | 0 | 0 | 0 | 0.173 | 0 | 18.293 | 18.293 | 0 | 0 | 0 | 0 | 0 | 0 | 0 | 0 | 0 | [74 empty] | 0 | 0
|  |  |  | 1.837 | 18.3703 | 0 | 0 | 0 | 0 | 0 | 0 | 0.173 | 0 | 18.37 | 18.37 | 0 | 0 | 0 | 0 | 0 | 0 | 0 | 0 | 0 | [74 empty] | 0 | 0
|  |  |  | 1.7803 | 17.8029 | 0 | 0 | 0 | 0 | 0 | 0 | 0.173 | 0 | 17.803 | 17.803 | 0 | 0 | 0 | 0 | 0 | 0 | 0 | 0 | 0 | [74 empty] | 0 | 0
|  |  |  | 3.9304 | 39.3043 | 0 | 0 | 0 | 0 | 0 | 0 | 0.173 | 0 | 39.304 | 36.76 | 0 | 2.545 | 0 | 0 | 2.545 | 0 | 0 | 0 | 0 | [74 empty] | 0 | 0
|  |  |  | 3.9346 | 39.3458 | 0 | 0 | 0 | 0 | 0 | 0 | 0.173 | 0 | 39.346 | 21.126 | 0 | 18.22 | 0 | 0 | 18.22 | 0 | 0 | 0 | 0 | [74 empty] | 13 | 0
|  |  |  | 6.1639 | 61.6392 | 0 | 0 | 0 | 0 | 0 | 0 | 0.173 | 0 | 61.639 | 37.268 | 0 | 24.371 | 0 | 0 | 24.371 | 0 | 0 | 0 | 0 | [74 empty] | 12 | 0
|  |  |  | 6.4363 | 64.3627 | 0 | 0 | 0 | 0 | 0 | 0 | 0.173 | 0 | 64.363 | 2.024 | 0 | 62.338 | 0 | 0 | 62.338 | 0 | 0 | 0 | 0 | [74 empty] | 11 | 0
|  |  |  | 6.7545 | 67.5451 | 0 | 0 | 0 | 0 | 0 | 0 | 0.173 | 0 | 67.545 | 0 | 0 | 80.617 | 0 | 13.072 | 67.545 | 0 | 0 | 0 | 0 | [74 empty] | 10 | 0
|  |  |  | 7.1384 | 71.3839 | 0 | 0 | 0 | 0 | 0 | 0 | 0.173 | 0 | 71.384 | 0 | 0 | 91.755 | 0 | 20.371 | 71.384 | 0 | 0 | 0 | 0 | [74 empty] | 9 | 0
|  |  |  | 7.4399 | 74.3987 | 0 | 0 | 0 | 0 | 0 | 0 | 0.173 | 0 | 74.399 | 0 | 0 | 97.761 | 0 | 23.362 | 74.399 | 0 | 0 | 0 | 0 | [74 empty] | 8 | 0
|  |  |  | 7.4628 | 74.6282 | 0 | 0 | 0 | 0 | 0 | 0 | 0.173 | 0 | 74.628 | 0 | 0 | 101.687 | 0 | 27.059 | 74.628 | 0 | 0 | 0 | 0 | [74 empty] | 7 | 0
|  |  |  | 7.5066 | 75.0661 | 0 | 0 | 0 | 0 | 0 | 0 | 0.173 | 0 | 75.066 | 0 | 0 | 97.121 | 0 | 22.055 | 75.066 | 0 | 0 | 0 | 0 | [74 empty] | 6 | 0
|  |  |  | 7.1947 | 71.9475 | 0 | 0 | 0 | 0 | 0 | 0 | 0.173 | 0 | 71.947 | 0 | 0 | 87.611 | 0 | 15.664 | 71.947 | 0 | 0 | 0 | 0 | [74 empty] | 5 | 0
|  |  |  | 6.9173 | 69.1732 | 0 | 0 | 0 | 0 | 0 | 0 | 0.173 | 0 | 69.173 | 0 | 0 | 73.012 | 0 | 3.838 | 69.174 | 0 | 0 | 0 | 0 | [74 empty] | 4 | 0
|  |  |  | 5.983 | 59.8296 | 0 | 0 | 0 | 0 | 0 | 0 | 0.173 | 0 | 59.83 | 6.972 | 0 | 52.857 | 0 | 0 | 52.857 | 0 | 0 | 0 | 0 | [74 empty] | 3 | 0
|  |  |  | 5.4057 | 54.0569 | 0 | 0 | 0 | 0 | 0 | 0 | 0.173 | 0 | 54.057 | 24.887 | 0 | 29.17 | 0 | 0 | 29.17 | 0 | 0 | 0 | 0 | [74 empty] | 2 | 0
|  |  |  | 5.1505 | 51.5053 | 0 | 0 | 0 | 0 | 0 | 0 | 0.173 | 0 | 51.505 | 42.999 | 0 | 8.507 | 0 | 0 | 8.507 | 0 | 0 | 0 | 0 | [74 empty] | 1 | 0
|  |  |  | 3.8452 | 38.4524 | 0 | 0 | 0 | 0 | 0 | 0 | 0.173 | 0 | 38.452 | 38.452 | 0 | 0 | 0 | 0 | 0 | 0 | 0 | 0 | 0 | [74 empty] | 0 | 0
|  |  |  | 1.8332 | 18.3322 | 0 | 0 | 0 | 0 | 0 | 0 | 0.173 | 0 | 18.332 | 18.332 | 0 | 0 | 0 | 0 | 0 | 0 | 0 | 0 | 0 | [74 empty] | 0 | 0
|  |  |  | 1.8288 | 18.2883 | 0 | 0 | 0 | 0 | 0 | 0 | 0.173 | 0 | 18.288 | 18.288 | 0 | 0 | 0 | 0 | 0 | 0 | 0 | 0 | 0 | [74 empty] | 0 | 0
|  |  |  | 1.843 | 18.4301 | 0 | 0 | 0 | 0 | 0 | 0 | 0.173 | 0 | 18.43 | 18.43 | 0 | 0 | 0 | 0 | 0 | 0 | 0 | 0 | 0 | [74 empty] | 0 | 0
|  |  |  | 1.8293 | 18.2929 | 0 | 0 | 0 | 0 | 0 | 0 | 0.173 | 0 | 18.293 | 18.293 | 0 | 0 | 0 | 0 | 0 | 0 | 0 | 0 | 0 | [74 empty] | 0 | 0
|  |  |  | 1.8293 | 18.2932 | 0 | 0 | 0 | 0 | 0 | 0 | 0.173 | 0 | 18.293 | 18.293 | 0 | 0 | 0 | 0 | 0 | 0 | 0 | 0 | 0 | [74 empty] | 0 | 0
|  |  |  | 1.8293 | 18.293 | 0 | 0 | 0 | 0 | 0 | 0 | 0.173 | 0 | 18.293 | 18.293 | 0 | 0 | 0 | 0 | 0 | 0 | 0 | 0 | 0 | [74 empty] | 0 | 0
|  |  |  | 1.8293 | 18.2926 | 0 | 0 | 0 | 0 | 0 | 0 | 0.173 | 0 | 18.293 | 18.293 | 0 | 0 | 0 | 0 | 0 | 0 | 0 | 0 | 0 | [74 empty] | 0 | 0
|  |  |  | 1.8672 | 18.6721 | 0 | 0 | 0 | 0 | 0 | 0 | 0.173 | 0 | 18.672 | 18.672 | 0 | 0 | 0 | 0 | 0 | 0 | 0 | 0 | 0 | [74 empty] | 0 | 0
|  |  |  | 1.8049 | 18.0488 | 0 | 0 | 0 | 0 | 0 | 0 | 0.173 | 0 | 18.049 | 18.049 | 0 | 0 | 0 | 0 | 0 | 0 | 0 | 0 | 0 | [74 empty] | 0 | 0
|  |  |  | 3.6029 | 36.0289 | 0 | 0 | 0 | 0 | 0 | 0 | 0.173 | 0 | 36.029 | 33.63 | 0 | 2.399 | 0 | 0 | 2.399 | 0 | 0 | 0 | 0 | [74 empty] | 0 | 0
|  |  |  | 3.6218 | 36.2184 | 0 | 0 | 0 | 0 | 0 | 0 | 0.173 | 0 | 36.218 | 18.086 | 0 | 18.133 | 0 | 0 | 18.133 | 0 | 0 | 0 | 0 | [74 empty] | 13 | 0
|  |  |  | 5.7923 | 57.9231 | 0 | 0 | 0 | 0 | 0 | 0 | 0.173 | 0 | 57.923 | 42.364 | 0 | 15.559 | 0 | 0 | 15.559 | 0 | 0 | 0 | 0 | [74 empty] | 12 | 0
|  |  |  | 5.9361 | 59.3609 | 0 | 0 | 0 | 0 | 0 | 0 | 0.173 | 0 | 59.361 | 12.262 | 0 | 47.099 | 0 | 0 | 47.099 | 0 | 0 | 0 | 0 | [74 empty] | 11 | 0
|  |  |  | 6.2764 | 62.7644 | 0 | 0 | 0 | 0 | 0 | 0 | 0.173 | 0 | 62.764 | 0 | 0 | 83.234 | 0 | 20.47 | 62.764 | 0 | 0 | 0 | 0 | [74 empty] | 10 | 0
|  |  |  | 6.5908 | 65.9079 | 0 | 0 | 0 | 0 | 0 | 0 | 0.173 | 0 | 65.908 | 0 | 0 | 95.26 | 0 | 29.352 | 65.908 | 0 | 0 | 0 | 0 | [74 empty] | 9 | 0
|  |  |  | 7.0099 | 70.0986 | 0 | 0 | 0 | 0 | 0 | 0 | 0.173 | 0 | 70.099 | 0 | 0 | 102.007 | 0 | 31.908 | 70.099 | 0 | 0 | 0 | 0 | [74 empty] | 8 | 0
|  |  |  | 7.1652 | 71.6516 | 0 | 0 | 0 | 0 | 0 | 0 | 0.173 | 0 | 71.652 | 0 | 0 | 105.511 | 0 | 33.86 | 71.651 | 0 | 0 | 0 | 0 | [74 empty] | 7 | 0
|  |  |  | 7.2161 | 72.1614 | 0 | 0 | 0 | 0 | 0 | 0 | 0.173 | 0 | 72.161 | 0 | 0 | 101.411 | 0 | 29.249 | 72.162 | 0 | 0 | 0 | 0 | [74 empty] | 6 | 0
|  |  |  | 7.062 | 70.6198 | 0 | 0 | 0 | 0 | 0 | 0 | 0.173 | 0 | 70.62 | 0 | 0 | 91.334 | 0 | 20.714 | 70.62 | 0 | 0 | 0 | 0 | [74 empty] | 5 | 0
|  |  |  | 6.8119 | 68.1191 | 0 | 0 | 0 | 0 | 0 | 0 | 0.173 | 0 | 68.119 | 0 | 0 | 75.498 | 0 | 7.379 | 68.119 | 0 | 0 | 0 | 0 | [74 empty] | 4 | 0
|  |  |  | 6.1334 | 61.3339 | 0 | 0 | 0 | 0 | 0 | 0 | 0.173 | 0 | 61.334 | 7.619 | 0 | 53.715 | 0 | 0 | 53.715 | 0 | 0 | 0 | 0 | [74 empty] | 3 | 0
|  |  |  | 5.5042 | 55.0415 | 0 | 0 | 0 | 0 | 0 | 0 | 0.173 | 0 | 55.041 | 25.508 | 0 | 29.533 | 0 | 0 | 29.533 | 0 | 0 | 0 | 0 | [74 empty] | 2 | 0
|  |  |  | 5.349 | 53.4895 | 0 | 0 | 0 | 0 | 0 | 0 | 0.173 | 0 | 53.489 | 44.91 | 0 | 8.579 | 0 | 0 | 8.579 | 0 | 0 | 0 | 0 | [74 empty] | 1 | 0
|  |  |  | 4.0321 | 40.3208 | 0 | 0 | 0 | 0 | 0 | 0 | 0.173 | 0 | 40.321 | 40.321 | 0 | 0 | 0 | 0 | 0 | 0 | 0 | 0 | 0 | [74 empty] | 0 | 0
|  |  |  | 1.8282 | 18.2816 | 0 | 0 | 0 | 0 | 0 | 0 | 0.173 | 0 | 18.282 | 18.282 | 0 | 0 | 0 | 0 | 0 | 0 | 0 | 0 | 0 | [74 empty] | 0 | 0
|  |  |  | 1.8291 | 18.2908 | 0 | 0 | 0 | 0 | 0 | 0 | 0.173 | 0 | 18.291 | 18.291 | 0 | 0 | 0 | 0 | 0 | 0 | 0 | 0 | 0 | [74 empty] | 0 | 0
|  |  |  | 1.8435 | 18.4345 | 0 | 0 | 0 | 0 | 0 | 0 | 0.173 | 0 | 18.434 | 18.434 | 0 | 0 | 0 | 0 | 0 | 0 | 0 | 0 | 0 | [74 empty] | 0 | 0
|  |  |  | 1.8298 | 18.2982 | 0 | 0 | 0 | 0 | 0 | 0 | 0.173 | 0 | 18.298 | 18.298 | 0 | 0 | 0 | 0 | 0 | 0 | 0 | 0 | 0 | [74 empty] | 0 | 0
|  |  |  | 1.8298 | 18.2982 | 0 | 0 | 0 | 0 | 0 | 0 | 0.173 | 0 | 18.298 | 18.298 | 0 | 0 | 0 | 0 | 0 | 0 | 0 | 0 | 0 | [74 empty] | 0 | 0
|  |  |  | 1.8298 | 18.2979 | 0 | 0 | 0 | 0 | 0 | 0 | 0.173 | 0 | 18.298 | 18.298 | 0 | 0 | 0 | 0 | 0 | 0 | 0 | 0 | 0 | [74 empty] | 0 | 0
|  |  |  | 1.8297 | 18.2975 | 0 | 0 | 0 | 0 | 0 | 0 | 0.173 | 0 | 18.297 | 18.297 | 0 | 0 | 0 | 0 | 0 | 0 | 0 | 0 | 0 | [74 empty] | 0 | 0
|  |  |  | 1.8376 | 18.3755 | 0 | 0 | 0 | 0 | 0 | 0 | 0.173 | 0 | 18.376 | 18.376 | 0 | 0 | 0 | 0 | 0 | 0 | 0 | 0 | 0 | [74 empty] | 0 | 0
|  |  |  | 1.7805 | 17.8045 | 0 | 0 | 0 | 0 | 0 | 0 | 0.173 | 0 | 17.805 | 17.805 | 0 | 0 | 0 | 0 | 0 | 0 | 0 | 0 | 0 | [74 empty] | 0 | 0
|  |  |  | 1.4979 | 14.9787 | 0 | 0 | 0 | 0 | 0 | 0 | 0.173 | 0 | 14.979 | 12.565 | 0 | 2.414 | 0 | 0 | 2.414 | 0 | 0 | 0 | 0 | [74 empty] | 14 | 0
|  |  |  | 1.4956 | 14.9565 | 0 | 0 | 0 | 0 | 0 | 0 | 0.173 | 0 | 14.957 | 0 | 0 | 18.118 | 0 | 3.162 | 14.956 | 0 | 0 | 0 | 0 | [74 empty] | 13 | 0
|  |  |  | 1.4957 | 14.9572 | 0 | 0 | 0 | 0 | 0 | 0 | 0.173 | 0 | 14.957 | 8.719 | 0 | 6.238 | 0 | 0 | 6.238 | 0 | 0 | 0 | 0 | [74 empty] | 12 | 0
|  |  |  | 1.4962 | 14.962 | 0 | 0 | 0 | 0 | 0 | 0 | 0.173 | 0 | 14.962 | 1.075 | 0 | 13.887 | 0 | 0 | 13.887 | 0 | 0 | 0 | 0 | [74 empty] | 11 | 0
|  |  |  | 1.4963 | 14.9627 | 0 | 0 | 0 | 0 | 0 | 0 | 0.173 | 0 | 14.963 | 0 | 0 | 24.487 | 0 | 9.525 | 14.962 | 0 | 0 | 0 | 0 | [74 empty] | 10 | 0
|  |  |  | 1.5094 | 15.0939 | 0 | 0 | 0 | 0 | 0 | 0 | 0.173 | 0 | 15.094 | 0 | 0 | 35.466 | 0 | 20.372 | 15.094 | 0 | 0 | 0 | 0 | [74 empty] | 9 | 0
|  |  |  | 1.4974 | 14.9738 | 0 | 0 | 0 | 0 | 0 | 0 | 0.173 | 0 | 14.974 | 0 | 0 | 103.839 | 0 | 88.865 | 14.974 | 0 | 0 | 0 | 0 | [74 empty] | 8 | 0
|  |  |  | 2.1326 | 21.326 | 0 | 0 | 0 | 0 | 0 | 0 | 0.173 | 0 | 21.326 | 0 | 0 | 105.424 | 0 | 84.098 | 21.326 | 0 | 0 | 0 | 0 | [74 empty] | 7 | 0
|  |  |  | 2.4494 | 24.4939 | 0 | 0 | 0 | 0 | 0 | 0 | 0.173 | 0 | 24.494 | 0 | 0 | 101.483 | 0 | 76.989 | 24.494 | 0 | 0 | 0 | 0 | [74 empty] | 6 | 0
|  |  |  | 2.7473 | 27.4726 | 0 | 0 | 0 | 0 | 0 | 0 | 0.173 | 0 | 27.473 | 0 | 0 | 92.046 | 0 | 64.574 | 27.472 | 0 | 0 | 0 | 0 | [74 empty] | 5 | 0
|  |  |  | 2.6269 | 26.2685 | 0 | 0 | 0 | 0 | 0 | 0 | 0.173 | 0 | 26.269 | 0 | 0 | 76.283 | 0 | 50.015 | 26.268 | 0 | 0 | 0 | 0 | [74 empty] | 4 | 0
|  |  |  | 2.7102 | 27.1022 | 0 | 0 | 0 | 0 | 0 | 0 | 0.173 | 0 | 27.102 | 0 | 0 | 55.446 | 0 | 28.344 | 27.102 | 0 | 0 | 0 | 0 | [74 empty] | 3 | 0
|  |  |  | 2.537 | 25.3701 | 0 | 0 | 0 | 0 | 0 | 0 | 0.173 | 0 | 25.37 | 0 | 0 | 30.755 | 0 | 5.385 | 25.37 | 0 | 0 | 0 | 0 | [74 empty] | 2 | 0
|  |  |  | 1.9484 | 19.4844 | 0 | 0 | 0 | 0 | 0 | 0 | 0.173 | 0 | 19.484 | 10.876 | 0 | 8.608 | 0 | 0 | 8.608 | 0 | 0 | 0 | 0 | [74 empty] | 1 | 0
|  |  |  | 1.8402 | 18.4025 | 0 | 0 | 0 | 0 | 0 | 0 | 0.173 | 0 | 18.403 | 18.403 | 0 | 0 | 0 | 0 | 0 | 0 | 0 | 0 | 0 | [74 empty] | 0 | 0
|  |  |  | 1.8355 | 18.3546 | 0 | 0 | 0 | 0 | 0 | 0 | 0.173 | 0 | 18.355 | 18.355 | 0 | 0 | 0 | 0 | 0 | 0 | 0 | 0 | 0 | [74 empty] | 0 | 0
|  |  |  | 1.8297 | 18.2966 | 0 | 0 | 0 | 0 | 0 | 0 | 0.173 | 0 | 18.297 | 18.297 | 0 | 0 | 0 | 0 | 0 | 0 | 0 | 0 | 0 | [74 empty] | 0 | 0
|  |  |  | 1.8426 | 18.4265 | 0 | 0 | 0 | 0 | 0 | 0 | 0.173 | 0 | 18.427 | 18.427 | 0 | 0 | 0 | 0 | 0 | 0 | 0 | 0 | 0 | [74 empty] | 0 | 0
|  |  |  | 1.8295 | 18.2953 | 0 | 0 | 0 | 0 | 0 | 0 | 0.173 | 0 | 18.295 | 18.295 | 0 | 0 | 0 | 0 | 0 | 0 | 0 | 0 | 0 | [74 empty] | 0 | 0
|  |  |  | 1.8295 | 18.2947 | 0 | 0 | 0 | 0 | 0 | 0 | 0.173 | 0 | 18.295 | 18.295 | 0 | 0 | 0 | 0 | 0 | 0 | 0 | 0 | 0 | [74 empty] | 0 | 0
|  |  |  | 1.8294 | 18.2941 | 0 | 0 | 0 | 0 | 0 | 0 | 0.173 | 0 | 18.294 | 18.294 | 0 | 0 | 0 | 0 | 0 | 0 | 0 | 0 | 0 | [74 empty] | 0 | 0
|  |  |  | 1.8294 | 18.2937 | 0 | 0 | 0 | 0 | 0 | 0 | 0.173 | 0 | 18.294 | 18.294 | 0 | 0 | 0 | 0 | 0 | 0 | 0 | 0 | 0 | [74 empty] | 0 | 0
|  |  |  | 1.8371 | 18.3712 | 0 | 0 | 0 | 0 | 0 | 0 | 0.173 | 0 | 18.371 | 18.371 | 0 | 0 | 0 | 0 | 0 | 0 | 0 | 0 | 0 | [74 empty] | 0 | 0
|  |  |  | 1.78 | 17.8003 | 0 | 0 | 0 | 0 | 0 | 0 | 0.173 | 0 | 17.8 | 17.8 | 0 | 0 | 0 | 0 | 0 | 0 | 0 | 0 | 0 | [74 empty] | 0 | 0
|  |  |  | 1.4976 | 14.9759 | 0 | 0 | 0 | 0 | 0 | 0 | 0.173 | 0 | 14.976 | 12.795 | 0 | 2.181 | 0 | 0 | 2.181 | 0 | 0 | 0 | 0 | [74 empty] | 14 | 0
|  |  |  | 1.4955 | 14.9546 | 0 | 0 | 0 | 0 | 0 | 0 | 0.173 | 0 | 14.955 | 0 | 0 | 18.249 | 0 | 3.295 | 14.954 | 0 | 0 | 0 | 0 | [74 empty] | 13 | 0
|  |  |  | 1.4955 | 14.9553 | 0 | 0 | 0 | 0 | 0 | 0 | 0.173 | 0 | 14.955 | 0 | 0 | 17.45 | 0 | 2.494 | 14.956 | 0 | 0 | 0 | 0 | [74 empty] | 12 | 0
|  |  |  | 1.4967 | 14.9668 | 0 | 0 | 0 | 0 | 0 | 0 | 0.173 | 0 | 14.967 | 0 | 0 | 26.858 | 0 | 11.891 | 14.967 | 0 | 0 | 0 | 0 | [74 empty] | 11 | 0
|  |  |  | 1.4975 | 14.9748 | 0 | 0 | 0 | 0 | 0 | 0 | 0.173 | 0 | 14.975 | 0 | 0 | 55.867 | 0 | 40.893 | 14.974 | 0 | 0 | 0 | 0 | [74 empty] | 10 | 0
|  |  |  | 1.5104 | 15.1035 | 0 | 0 | 0 | 0 | 0 | 0 | 0.173 | 0 | 15.103 | 0 | 0 | 92.351 | 0 | 77.248 | 15.103 | 0 | 0 | 0 | 0 | [74 empty] | 9 | 0
|  |  |  | 1.7957 | 17.9573 | 0 | 0 | 0 | 0 | 0 | 0 | 0.173 | 0 | 17.957 | 0 | 0 | 101.193 | 0 | 83.235 | 17.958 | 0 | 0 | 0 | 0 | [74 empty] | 8 | 0
|  |  |  | 2.4954 | 24.9535 | 0 | 0 | 0 | 0 | 0 | 0 | 0.173 | 0 | 24.954 | 0 | 0 | 102.501 | 0 | 77.548 | 24.953 | 0 | 0 | 0 | 0 | [74 empty] | 7 | 0
|  |  |  | 2.682 | 26.8204 | 0 | 0 | 0 | 0 | 0 | 0 | 0.173 | 0 | 26.82 | 0 | 0 | 99.957 | 0 | 73.136 | 26.821 | 0 | 0 | 0 | 0 | [74 empty] | 6 | 0
|  |  |  | 2.5807 | 25.8066 | 0 | 0 | 0 | 0 | 0 | 0 | 0.173 | 0 | 25.807 | 0 | 0 | 90.534 | 0 | 64.727 | 25.807 | 0 | 0 | 0 | 0 | [74 empty] | 5 | 0
|  |  |  | 2.7389 | 27.3887 | 0 | 0 | 0 | 0 | 0 | 0 | 0.173 | 0 | 27.389 | 0 | 0 | 75.585 | 0 | 48.197 | 27.388 | 0 | 0 | 0 | 0 | [74 empty] | 4 | 0
|  |  |  | 2.4998 | 24.9984 | 0 | 0 | 0 | 0 | 0 | 0 | 0.173 | 0 | 24.998 | 0 | 0 | 55.213 | 0 | 30.215 | 24.998 | 0 | 0 | 0 | 0 | [74 empty] | 3 | 0
|  |  |  | 2.5446 | 25.4461 | 0 | 0 | 0 | 0 | 0 | 0 | 0.173 | 0 | 25.446 | 0 | 0 | 30.58 | 0 | 5.134 | 25.446 | 0 | 0 | 0 | 0 | [74 empty] | 2 | 0
|  |  |  | 2.007 | 20.0703 | 0 | 0 | 0 | 0 | 0 | 0 | 0.173 | 0 | 20.07 | 11.971 | 0 | 8.099 | 0 | 0 | 8.099 | 0 | 0 | 0 | 0 | [74 empty] | 1 | 0
|  |  |  | 1.84 | 18.4002 | 0 | 0 | 0 | 0 | 0 | 0 | 0.173 | 0 | 18.4 | 18.4 | 0 | 0 | 0 | 0 | 0 | 0 | 0 | 0 | 0 | [74 empty] | 0 | 0
|  |  |  | 1.8355 | 18.3547 | 0 | 0 | 0 | 0 | 0 | 0 | 0.173 | 0 | 18.355 | 18.355 | 0 | 0 | 0 | 0 | 0 | 0 | 0 | 0 | 0 | [74 empty] | 0 | 0
|  |  |  | 1.8298 | 18.298 | 0 | 0 | 0 | 0 | 0 | 0 | 0.173 | 0 | 18.298 | 18.298 | 0 | 0 | 0 | 0 | 0 | 0 | 0 | 0 | 0 | [74 empty] | 0 | 0
|  |  |  | 1.8428 | 18.428 | 0 | 0 | 0 | 0 | 0 | 0 | 0.173 | 0 | 18.428 | 18.428 | 0 | 0 | 0 | 0 | 0 | 0 | 0 | 0 | 0 | [74 empty] | 0 | 0
|  |  |  | 1.8297 | 18.2968 | 0 | 0 | 0 | 0 | 0 | 0 | 0.173 | 0 | 18.297 | 18.297 | 0 | 0 | 0 | 0 | 0 | 0 | 0 | 0 | 0 | [74 empty] | 0 | 0
|  |  |  | 1.8296 | 18.2964 | 0 | 0 | 0 | 0 | 0 | 0 | 0.173 | 0 | 18.296 | 18.296 | 0 | 0 | 0 | 0 | 0 | 0 | 0 | 0 | 0 | [74 empty] | 0 | 0
|  |  |  | 1.8296 | 18.2959 | 0 | 0 | 0 | 0 | 0 | 0 | 0.173 | 0 | 18.296 | 18.296 | 0 | 0 | 0 | 0 | 0 | 0 | 0 | 0 | 0 | [74 empty] | 0 | 0
|  |  |  | 1.8294 | 18.2937 | 0 | 0 | 0 | 0 | 0 | 0 | 0.173 | 0 | 18.294 | 18.294 | 0 | 0 | 0 | 0 | 0 | 0 | 0 | 0 | 0 | [74 empty] | 0 | 0
|  |  |  | 1.8371 | 18.3708 | 0 | 0 | 0 | 0 | 0 | 0 | 0.173 | 0 | 18.371 | 18.371 | 0 | 0 | 0 | 0 | 0 | 0 | 0 | 0 | 0 | [74 empty] | 0 | 0
|  |  |  | 1.7801 | 17.8012 | 0 | 0 | 0 | 0 | 0 | 0 | 0.173 | 0 | 17.801 | 17.801 | 0 | 0 | 0 | 0 | 0 | 0 | 0 | 0 | 0 | [74 empty] | 0 | 0
|  |  |  | 3.7926 | 37.9259 | 0 | 0 | 0 | 0 | 0 | 0 | 0.173 | 0 | 37.926 | 35.89 | 0 | 2.036 | 0 | 0 | 2.036 | 0 | 0 | 0 | 0 | [74 empty] | 0 | 0
|  |  |  | 3.8311 | 38.311 | 0 | 0 | 0 | 0 | 0 | 0 | 0.173 | 0 | 38.311 | 19.291 | 0 | 19.02 | 0 | 0 | 19.02 | 0 | 0 | 0 | 0 | [74 empty] | 13 | 0
|  |  |  | 6.1089 | 61.0892 | 0 | 0 | 0 | 0 | 0 | 0 | 0.173 | 0 | 61.089 | 35.657 | 0 | 25.433 | 0 | 0 | 25.433 | 0 | 0 | 0 | 0 | [74 empty] | 12 | 0
|  |  |  | 6.524 | 65.2399 | 0 | 0 | 0 | 0 | 0 | 0 | 0.173 | 0 | 65.24 | 0 | 0 | 70.511 | 0 | 5.271 | 65.24 | 0 | 0 | 0 | 0 | [74 empty] | 11 | 0
|  |  |  | 7.1296 | 71.2957 | 0 | 0 | 0 | 0 | 0 | 0 | 0.173 | 0 | 71.296 | 0 | 0 | 88.789 | 0 | 17.493 | 71.296 | 0 | 0 | 0 | 0 | [74 empty] | 10 | 0
|  |  |  | 7.4027 | 74.0267 | 0 | 0 | 0 | 0 | 0 | 0 | 0.173 | 0 | 74.027 | 0 | 0 | 101.483 | 0 | 27.457 | 74.026 | 0 | 0 | 0 | 0 | [74 empty] | 9 | 0
|  |  |  | 7.4065 | 74.0646 | 0 | 0 | 0 | 0 | 0 | 0 | 0.173 | 0 | 74.065 | 0 | 0 | 107.954 | 0 | 33.89 | 74.064 | 0 | 0 | 0 | 0 | [74 empty] | 8 | 0
|  |  |  | 7.4027 | 74.0274 | 0 | 0 | 0 | 0 | 0 | 0 | 0.173 | 0 | 74.027 | 0 | 0 | 111.241 | 0 | 37.213 | 74.028 | 0 | 0 | 0 | 0 | [74 empty] | 7 | 0
|  |  |  | 7.5127 | 75.1271 | 0 | 0 | 0 | 0 | 0 | 0 | 0.173 | 0 | 75.127 | 0 | 0 | 106.515 | 0 | 31.388 | 75.127 | 0 | 0 | 0 | 0 | [74 empty] | 6 | 0
|  |  |  | 7.4555 | 74.5547 | 0 | 0 | 0 | 0 | 0 | 0 | 0.173 | 0 | 74.555 | 0 | 0 | 95.943 | 0 | 21.389 | 74.554 | 0 | 0 | 0 | 0 | [74 empty] | 5 | 0
|  |  |  | 7.4731 | 74.7313 | 0 | 0 | 0 | 0 | 0 | 0 | 0.173 | 0 | 74.731 | 0 | 0 | 79.962 | 0 | 5.231 | 74.731 | 0 | 0 | 0 | 0 | [74 empty] | 4 | 0
|  |  |  | 6.7547 | 67.5471 | 0 | 0 | 0 | 0 | 0 | 0 | 0.173 | 0 | 67.547 | 9.469 | 0 | 58.078 | 0 | 0 | 58.078 | 0 | 0 | 0 | 0 | [74 empty] | 3 | 0
|  |  |  | 5.7501 | 57.5007 | 0 | 0 | 0 | 0 | 0 | 0 | 0.173 | 0 | 57.501 | 25.568 | 0 | 31.933 | 0 | 0 | 31.933 | 0 | 0 | 0 | 0 | [74 empty] | 2 | 0
|  |  |  | 5.6244 | 56.2442 | 0 | 0 | 0 | 0 | 0 | 0 | 0.173 | 0 | 56.244 | 48.159 | 0 | 8.085 | 0 | 0 | 8.085 | 0 | 0 | 0 | 0 | [74 empty] | 1 | 0
|  |  |  | 4.4287 | 44.287 | 0 | 0 | 0 | 0 | 0 | 0 | 0.173 | 0 | 44.287 | 44.287 | 0 | 0 | 0 | 0 | 0 | 0 | 0 | 0 | 0 | [74 empty] | 0 | 0
|  |  |  | 1.8346 | 18.3461 | 0 | 0 | 0 | 0 | 0 | 0 | 0.173 | 0 | 18.346 | 18.346 | 0 | 0 | 0 | 0 | 0 | 0 | 0 | 0 | 0 | [74 empty] | 0 | 0
|  |  |  | 1.8296 | 18.2961 | 0 | 0 | 0 | 0 | 0 | 0 | 0.173 | 0 | 18.296 | 18.296 | 0 | 0 | 0 | 0 | 0 | 0 | 0 | 0 | 0 | [74 empty] | 0 | 0
|  |  |  | 1.8436 | 18.4363 | 0 | 0 | 0 | 0 | 0 | 0 | 0.173 | 0 | 18.436 | 18.436 | 0 | 0 | 0 | 0 | 0 | 0 | 0 | 0 | 0 | [74 empty] | 0 | 0
|  |  |  | 1.8299 | 18.2994 | 0 | 0 | 0 | 0 | 0 | 0 | 0.173 | 0 | 18.299 | 18.299 | 0 | 0 | 0 | 0 | 0 | 0 | 0 | 0 | 0 | [74 empty] | 0 | 0
|  |  |  | 1.8296 | 18.2965 | 0 | 0 | 0 | 0 | 0 | 0 | 0.173 | 0 | 18.296 | 18.296 | 0 | 0 | 0 | 0 | 0 | 0 | 0 | 0 | 0 | [74 empty] | 0 | 0
|  |  |  | 1.8295 | 18.2947 | 0 | 0 | 0 | 0 | 0 | 0 | 0.173 | 0 | 18.295 | 18.295 | 0 | 0 | 0 | 0 | 0 | 0 | 0 | 0 | 0 | [74 empty] | 0 | 0
|  |  |  | 1.8294 | 18.2939 | 0 | 0 | 0 | 0 | 0 | 0 | 0.173 | 0 | 18.294 | 18.294 | 0 | 0 | 0 | 0 | 0 | 0 | 0 | 0 | 0 | [74 empty] | 0 | 0
|  |  |  | 1.8677 | 18.6773 | 0 | 0 | 0 | 0 | 0 | 0 | 0.173 | 0 | 18.677 | 18.677 | 0 | 0 | 0 | 0 | 0 | 0 | 0 | 0 | 0 | [74 empty] | 0 | 0
|  |  |  | 1.8046 | 18.046 | 0 | 0 | 0 | 0 | 0 | 0 | 0.173 | 0 | 18.046 | 18.046 | 0 | 0 | 0 | 0 | 0 | 0 | 0 | 0 | 0 | [74 empty] | 0 | 0
|  |  |  | 3.6054 | 36.0535 | 0 | 0 | 0 | 0 | 0 | 0 | 0.173 | 0 | 36.054 | 34.018 | 0 | 2.036 | 0 | 0 | 2.036 | 0 | 0 | 0 | 0 | [74 empty] | 0 | 0
|  |  |  | 3.824 | 38.2402 | 0 | 0 | 0 | 0 | 0 | 0 | 0.173 | 0 | 38.24 | 19.7 | 0 | 18.54 | 0 | 0 | 18.54 | 0 | 0 | 0 | 0 | [74 empty] | 13 | 0
|  |  |  | 6.1102 | 61.1016 | 0 | 0 | 0 | 0 | 0 | 0 | 0.173 | 0 | 61.102 | 36.57 | 0 | 24.531 | 0 | 0 | 24.531 | 0 | 0 | 0 | 0 | [74 empty] | 12 | 0
|  |  |  | 6.1901 | 61.9005 | 0 | 0 | 0 | 0 | 0 | 0 | 0.173 | 0 | 61.901 | 15.078 | 0 | 46.823 | 0 | 0 | 46.823 | 0 | 0 | 0 | 0 | [74 empty] | 11 | 0
|  |  |  | 6.4073 | 64.0732 | 0 | 0 | 0 | 0 | 0 | 0 | 0.173 | 0 | 64.073 | 0 | 0 | 86.113 | 0 | 22.04 | 64.073 | 0 | 0 | 0 | 0 | [74 empty] | 10 | 0
|  |  |  | 6.4886 | 64.886 | 0 | 0 | 0 | 0 | 0 | 0 | 0.173 | 0 | 64.886 | 0 | 0 | 97.63 | 0 | 32.744 | 64.886 | 0 | 0 | 0 | 0 | [74 empty] | 9 | 0
|  |  |  | 6.6465 | 66.465 | 0 | 0 | 0 | 0 | 0 | 0 | 0.173 | 0 | 66.465 | 0 | 0 | 103.984 | 0 | 37.52 | 66.464 | 0 | 0 | 0 | 0 | [74 empty] | 8 | 0
|  |  |  | 6.7554 | 67.5537 | 0 | 0 | 0 | 0 | 0 | 0 | 0.173 | 0 | 67.554 | 0 | 0 | 104.653 | 0 | 37.1 | 67.553 | 0 | 0 | 0 | 0 | [74 empty] | 7 | 0
|  |  |  | 6.7164 | 67.1638 | 0 | 0 | 0 | 0 | 0 | 0 | 0.173 | 0 | 67.164 | 0 | 0 | 103.039 | 0 | 35.875 | 67.164 | 0 | 0 | 0 | 0 | [74 empty] | 6 | 0
|  |  |  | 6.612 | 66.1196 | 0 | 0 | 0 | 0 | 0 | 0 | 0.173 | 0 | 66.12 | 0 | 0 | 93.093 | 0 | 26.973 | 66.12 | 0 | 0 | 0 | 0 | [74 empty] | 5 | 0
|  |  |  | 6.4928 | 64.9278 | 0 | 0 | 0 | 0 | 0 | 0 | 0.173 | 0 | 64.928 | 0 | 0 | 77.854 | 0 | 12.926 | 64.928 | 0 | 0 | 0 | 0 | [74 empty] | 4 | 0
|  |  |  | 5.9606 | 59.6056 | 0 | 0 | 0 | 0 | 0 | 0 | 0.173 | 0 | 59.606 | 2.807 | 0 | 56.798 | 0 | 0 | 56.798 | 0 | 0 | 0 | 0 | [74 empty] | 3 | 0
|  |  |  | 5.7069 | 57.0694 | 0 | 0 | 0 | 0 | 0 | 0 | 0.173 | 0 | 57.069 | 25.646 | 0 | 31.424 | 0 | 0 | 31.424 | 0 | 0 | 0 | 0 | [74 empty] | 2 | 0
|  |  |  | 5.5779 | 55.7794 | 0 | 0 | 0 | 0 | 0 | 0 | 0.173 | 0 | 55.779 | 47.84 | 0 | 7.94 | 0 | 0 | 7.94 | 0 | 0 | 0 | 0 | [74 empty] | 1 | 0
|  |  |  | 4.2689 | 42.6893 | 0 | 0 | 0 | 0 | 0 | 0 | 0.173 | 0 | 42.689 | 42.689 | 0 | 0 | 0 | 0 | 0 | 0 | 0 | 0 | 0 | [74 empty] | 0 | 0
|  |  |  | 1.8288 | 18.2875 | 0 | 0 | 0 | 0 | 0 | 0 | 0.173 | 0 | 18.288 | 18.288 | 0 | 0 | 0 | 0 | 0 | 0 | 0 | 0 | 0 | [74 empty] | 0 | 0
|  |  |  | 1.8297 | 18.2968 | 0 | 0 | 0 | 0 | 0 | 0 | 0.173 | 0 | 18.297 | 18.297 | 0 | 0 | 0 | 0 | 0 | 0 | 0 | 0 | 0 | [74 empty] | 0 | 0
|  |  |  | 1.8434 | 18.4337 | 0 | 0 | 0 | 0 | 0 | 0 | 0.173 | 0 | 18.434 | 18.434 | 0 | 0 | 0 | 0 | 0 | 0 | 0 | 0 | 0 | [74 empty] | 0 | 0
|  |  |  | 1.8297 | 18.2974 | 0 | 0 | 0 | 0 | 0 | 0 | 0.173 | 0 | 18.297 | 18.297 | 0 | 0 | 0 | 0 | 0 | 0 | 0 | 0 | 0 | [74 empty] | 0 | 0
|  |  |  | 1.8297 | 18.2973 | 0 | 0 | 0 | 0 | 0 | 0 | 0.173 | 0 | 18.297 | 18.297 | 0 | 0 | 0 | 0 | 0 | 0 | 0 | 0 | 0 | [74 empty] | 0 | 0
|  |  |  | 1.8295 | 18.2951 | 0 | 0 | 0 | 0 | 0 | 0 | 0.173 | 0 | 18.295 | 18.295 | 0 | 0 | 0 | 0 | 0 | 0 | 0 | 0 | 0 | [74 empty] | 0 | 0
|  |  |  | 1.8292 | 18.2918 | 0 | 0 | 0 | 0 | 0 | 0 | 0.173 | 0 | 18.292 | 18.292 | 0 | 0 | 0 | 0 | 0 | 0 | 0 | 0 | 0 | [74 empty] | 0 | 0
|  |  |  | 1.8366 | 18.3662 | 0 | 0 | 0 | 0 | 0 | 0 | 0.173 | 0 | 18.366 | 18.366 | 0 | 0 | 0 | 0 | 0 | 0 | 0 | 0 | 0 | [74 empty] | 0 | 0
|  |  |  | 1.7795 | 17.7951 | 0 | 0 | 0 | 0 | 0 | 0 | 0.173 | 0 | 17.795 | 17.795 | 0 | 0 | 0 | 0 | 0 | 0 | 0 | 0 | 0 | [74 empty] | 0 | 0
|  |  |  | 3.8205 | 38.2046 | 0 | 0 | 0 | 0 | 0 | 0 | 0.173 | 0 | 38.205 | 36.3 | 0 | 1.905 | 0 | 0 | 1.905 | 0 | 0 | 0 | 0 | [74 empty] | 0 | 0
|  |  |  | 3.8971 | 38.9715 | 0 | 0 | 0 | 0 | 0 | 0 | 0.173 | 0 | 38.972 | 20.315 | 0 | 18.656 | 0 | 0 | 18.656 | 0 | 0 | 0 | 0 | [74 empty] | 13 | 0
|  |  |  | 6.156 | 61.5599 | 0 | 0 | 0 | 0 | 0 | 0 | 0.173 | 0 | 61.56 | 39.704 | 0 | 21.856 | 0 | 0 | 21.856 | 0 | 0 | 0 | 0 | [74 empty] | 12 | 0
|  |  |  | 6.308 | 63.0798 | 0 | 0 | 0 | 0 | 0 | 0 | 0.173 | 0 | 63.08 | 21.259 | 0 | 41.821 | 0 | 0 | 41.821 | 0 | 0 | 0 | 0 | [74 empty] | 11 | 0
|  |  |  | 6.5431 | 65.4311 | 0 | 0 | 0 | 0 | 0 | 0 | 0.173 | 0 | 65.431 | 0 | 0 | 86.651 | 0 | 21.22 | 65.431 | 0 | 0 | 0 | 0 | [74 empty] | 10 | 0
|  |  |  | 6.7238 | 67.2379 | 0 | 0 | 0 | 0 | 0 | 0 | 0.173 | 0 | 67.238 | 0 | 0 | 97.485 | 0 | 30.247 | 67.238 | 0 | 0 | 0 | 0 | [74 empty] | 9 | 0
|  |  |  | 6.8766 | 68.7663 | 0 | 0 | 0 | 0 | 0 | 0 | 0.173 | 0 | 68.766 | 0 | 0 | 106.457 | 0 | 37.69 | 68.767 | 0 | 0 | 0 | 0 | [74 empty] | 8 | 0
|  |  |  | 7.115 | 71.1504 | 0 | 0 | 0 | 0 | 0 | 0 | 0.173 | 0 | 71.15 | 0 | 0 | 107.533 | 0 | 36.382 | 71.151 | 0 | 0 | 0 | 0 | [74 empty] | 7 | 0
|  |  |  | 7.4091 | 74.0911 | 0 | 0 | 0 | 0 | 0 | 0 | 0.173 | 0 | 74.091 | 0 | 0 | 103.534 | 0 | 29.443 | 74.091 | 0 | 0 | 0 | 0 | [74 empty] | 6 | 0
|  |  |  | 7.3759 | 73.7592 | 0 | 0 | 0 | 0 | 0 | 0 | 0.173 | 0 | 73.759 | 0 | 0 | 95.303 | 0 | 21.544 | 73.759 | 0 | 0 | 0 | 0 | [74 empty] | 5 | 0
|  |  |  | 7.2773 | 72.7725 | 0 | 0 | 0 | 0 | 0 | 0 | 0.173 | 0 | 72.773 | 0 | 0 | 78.726 | 0 | 5.954 | 72.772 | 0 | 0 | 0 | 0 | [74 empty] | 4 | 0
|  |  |  | 6.5297 | 65.2972 | 0 | 0 | 0 | 0 | 0 | 0 | 0.173 | 0 | 65.297 | 8.732 | 0 | 56.565 | 0 | 0 | 56.565 | 0 | 0 | 0 | 0 | [74 empty] | 3 | 0
|  |  |  | 5.7904 | 57.9045 | 0 | 0 | 0 | 0 | 0 | 0 | 0.173 | 0 | 57.904 | 27.15 | 0 | 30.755 | 0 | 0 | 30.755 | 0 | 0 | 0 | 0 | [74 empty] | 2 | 0
|  |  |  | 5.7609 | 57.6086 | 0 | 0 | 0 | 0 | 0 | 0 | 0.173 | 0 | 57.609 | 49.073 | 0 | 8.536 | 0 | 0 | 8.536 | 0 | 0 | 0 | 0 | [74 empty] | 1 | 0
|  |  |  | 4.4421 | 44.4213 | 0 | 0 | 0 | 0 | 0 | 0 | 0.173 | 0 | 44.421 | 44.421 | 0 | 0 | 0 | 0 | 0 | 0 | 0 | 0 | 0 | [74 empty] | 0 | 0
|  |  |  | 1.8351 | 18.3509 | 0 | 0 | 0 | 0 | 0 | 0 | 0.173 | 0 | 18.351 | 18.351 | 0 | 0 | 0 | 0 | 0 | 0 | 0 | 0 | 0 | [74 empty] | 0 | 0
|  |  |  | 1.8299 | 18.2994 | 0 | 0 | 0 | 0 | 0 | 0 | 0.173 | 0 | 18.299 | 18.299 | 0 | 0 | 0 | 0 | 0 | 0 | 0 | 0 | 0 | [74 empty] | 0 | 0
|  |  |  | 1.8439 | 18.4387 | 0 | 0 | 0 | 0 | 0 | 0 | 0.173 | 0 | 18.439 | 18.439 | 0 | 0 | 0 | 0 | 0 | 0 | 0 | 0 | 0 | [74 empty] | 0 | 0
|  |  |  | 1.8304 | 18.3037 | 0 | 0 | 0 | 0 | 0 | 0 | 0.173 | 0 | 18.304 | 18.304 | 0 | 0 | 0 | 0 | 0 | 0 | 0 | 0 | 0 | [74 empty] | 0 | 0
|  |  |  | 1.8304 | 18.3037 | 0 | 0 | 0 | 0 | 0 | 0 | 0.173 | 0 | 18.304 | 18.304 | 0 | 0 | 0 | 0 | 0 | 0 | 0 | 0 | 0 | [74 empty] | 0 | 0
|  |  |  | 1.83 | 18.3003 | 0 | 0 | 0 | 0 | 0 | 0 | 0.173 | 0 | 18.3 | 18.3 | 0 | 0 | 0 | 0 | 0 | 0 | 0 | 0 | 0 | [74 empty] | 0 | 0
|  |  |  | 1.83 | 18.3004 | 0 | 0 | 0 | 0 | 0 | 0 | 0.173 | 0 | 18.3 | 18.3 | 0 | 0 | 0 | 0 | 0 | 0 | 0 | 0 | 0 | [74 empty] | 0 | 0
|  |  |  | 1.8382 | 18.3817 | 0 | 0 | 0 | 0 | 0 | 0 | 0.173 | 0 | 18.382 | 18.382 | 0 | 0 | 0 | 0 | 0 | 0 | 0 | 0 | 0 | [74 empty] | 0 | 0
|  |  |  | 1.8376 | 18.376 | 0 | 0 | 0 | 0 | 0 | 0 | 0.173 | 0 | 18.376 | 18.376 | 0 | 0 | 0 | 0 | 0 | 0 | 0 | 0 | 0 | [74 empty] | 0 | 0
|  |  |  | 4.0952 | 40.9517 | 0 | 0 | 0 | 0 | 0 | 0 | 0.173 | 0 | 40.952 | 38.829 | 0 | 2.123 | 0 | 0 | 2.123 | 0 | 0 | 0 | 0 | [74 empty] | 0 | 0
|  |  |  | 4.1269 | 41.2691 | 0 | 0 | 0 | 0 | 0 | 0 | 0.173 | 0 | 41.269 | 22.671 | 0 | 18.598 | 0 | 0 | 18.598 | 0 | 0 | 0 | 0 | [74 empty] | 13 | 0
|  |  |  | 6.3891 | 63.8906 | 0 | 0 | 0 | 0 | 0 | 0 | 0.173 | 0 | 63.891 | 53.712 | 0 | 10.179 | 0 | 0 | 10.179 | 0 | 0 | 0 | 0 | [74 empty] | 12 | 0
|  |  |  | 6.6692 | 66.6915 | 0 | 0 | 0 | 0 | 0 | 0 | 0.173 | 0 | 66.691 | 46.712 | 0 | 19.98 | 0 | 0 | 19.98 | 0 | 0 | 0 | 0 | [74 empty] | 11 | 0
|  |  |  | 7.8695 | 78.6952 | 0 | 0 | 0 | 0 | 0 | 0 | 0.173 | 0 | 78.695 | 38.43 | 0 | 40.265 | 0 | 0 | 40.265 | 0 | 0 | 0 | 0 | [74 empty] | 10 | 0
|  |  |  | 8.7113 | 87.1127 | 0 | 0 | 0 | 0 | 0 | 0 | 0.173 | 0 | 87.113 | 0 | 0 | 101.876 | 0 | 14.763 | 87.113 | 0 | 0 | 0 | 0 | [74 empty] | 9 | 0
|  |  |  | 8.88 | 88.8004 | 0 | 0 | 0 | 0 | 0 | 0 | 0.173 | 0 | 88.8 | 0 | 0 | 109.379 | 0 | 20.579 | 88.8 | 0 | 0 | 0 | 0 | [74 empty] | 8 | 0
|  |  |  | 8.9407 | 89.4069 | 0 | 0 | 0 | 0 | 0 | 0 | 0.173 | 0 | 89.407 | 0 | 0 | 110.063 | 0 | 20.656 | 89.407 | 0 | 0 | 0 | 0 | [74 empty] | 7 | 0
|  |  |  | 9.0919 | 90.9189 | 0 | 0 | 0 | 0 | 0 | 0 | 0.173 | 0 | 90.919 | 0 | 0 | 106.224 | 0 | 15.305 | 90.919 | 0 | 0 | 0 | 0 | [74 empty] | 6 | 0
|  |  |  | 8.9096 | 89.0963 | 0 | 0 | 0 | 0 | 0 | 0 | 0.173 | 0 | 89.096 | 0 | 0 | 95.769 | 0 | 6.672 | 89.097 | 0 | 0 | 0 | 0 | [74 empty] | 5 | 0
|  |  |  | 8.4945 | 84.9445 | 0 | 0 | 0 | 0 | 0 | 0 | 0.173 | 0 | 84.945 | 5.593 | 0 | 79.352 | 0 | 0 | 79.352 | 0 | 0 | 0 | 0 | [74 empty] | 4 | 0
|  |  |  | 7.4716 | 74.7161 | 0 | 0 | 0 | 0 | 0 | 0 | 0.173 | 0 | 74.716 | 17.671 | 0 | 57.045 | 0 | 0 | 57.045 | 0 | 0 | 0 | 0 | [74 empty] | 3 | 0
|  |  |  | 6.0132 | 60.1319 | 0 | 0 | 0 | 0 | 0 | 0 | 0.173 | 0 | 60.132 | 29.043 | 0 | 31.089 | 0 | 0 | 31.089 | 0 | 0 | 0 | 0 | [74 empty] | 2 | 0
|  |  |  | 5.7645 | 57.6451 | 0 | 0 | 0 | 0 | 0 | 0 | 0.173 | 0 | 57.645 | 49.197 | 0 | 8.448 | 0 | 0 | 8.448 | 0 | 0 | 0 | 0 | [74 empty] | 1 | 0
|  |  |  | 4.4327 | 44.3273 | 0 | 0 | 0 | 0 | 0 | 0 | 0.173 | 0 | 44.327 | 44.327 | 0 | 0 | 0 | 0 | 0 | 0 | 0 | 0 | 0 | [74 empty] | 0 | 0
|  |  |  | 1.8355 | 18.3548 | 0 | 0 | 0 | 0 | 0 | 0 | 0.173 | 0 | 18.355 | 18.355 | 0 | 0 | 0 | 0 | 0 | 0 | 0 | 0 | 0 | [74 empty] | 0 | 0
|  |  |  | 1.8303 | 18.3032 | 0 | 0 | 0 | 0 | 0 | 0 | 0.173 | 0 | 18.303 | 18.303 | 0 | 0 | 0 | 0 | 0 | 0 | 0 | 0 | 0 | [74 empty] | 0 | 0
|  |  |  | 1.8441 | 18.4406 | 0 | 0 | 0 | 0 | 0 | 0 | 0.173 | 0 | 18.441 | 18.441 | 0 | 0 | 0 | 0 | 0 | 0 | 0 | 0 | 0 | [74 empty] | 0 | 0
|  |  |  | 1.8305 | 18.3049 | 0 | 0 | 0 | 0 | 0 | 0 | 0.173 | 0 | 18.305 | 18.305 | 0 | 0 | 0 | 0 | 0 | 0 | 0 | 0 | 0 | [74 empty] | 0 | 0
|  |  |  | 1.8305 | 18.3049 | 0 | 0 | 0 | 0 | 0 | 0 | 0.173 | 0 | 18.305 | 18.305 | 0 | 0 | 0 | 0 | 0 | 0 | 0 | 0 | 0 | [74 empty] | 0 | 0
|  |  |  | 1.8304 | 18.3045 | 0 | 0 | 0 | 0 | 0 | 0 | 0.173 | 0 | 18.305 | 18.305 | 0 | 0 | 0 | 0 | 0 | 0 | 0 | 0 | 0 | [74 empty] | 0 | 0
|  |  |  | 1.8302 | 18.3022 | 0 | 0 | 0 | 0 | 0 | 0 | 0.173 | 0 | 18.302 | 18.302 | 0 | 0 | 0 | 0 | 0 | 0 | 0 | 0 | 0 | [74 empty] | 0 | 0
|  |  |  | 1.8685 | 18.6846 | 0 | 0 | 0 | 0 | 0 | 0 | 0.173 | 0 | 18.685 | 18.685 | 0 | 0 | 0 | 0 | 0 | 0 | 0 | 0 | 0 | [74 empty] | 0 | 0
|  |  |  | 1.8624 | 18.6236 | 0 | 0 | 0 | 0 | 0 | 0 | 0.173 | 0 | 18.624 | 18.624 | 0 | 0 | 0 | 0 | 0 | 0 | 0 | 0 | 0 | [74 empty] | 0 | 0
|  |  |  | 4.0163 | 40.1629 | 0 | 0 | 0 | 0 | 0 | 0 | 0.173 | 0 | 40.163 | 40.163 | 0 | 0 | 0 | 0 | 0 | 0 | 0 | 0 | 0 | [74 empty] | 0 | 0
|  |  |  | 4.0985 | 40.9846 | 0 | 0 | 0 | 0 | 0 | 0 | 0.173 | 0 | 40.985 | 22.633 | 0 | 18.351 | 0 | 0 | 18.351 | 0 | 0 | 0 | 0 | [74 empty] | 13 | 0
|  |  |  | 6.3611 | 63.6107 | 0 | 0 | 0 | 0 | 0 | 0 | 0.173 | 0 | 63.611 | 19.144 | 0 | 44.467 | 0 | 0 | 44.467 | 0 | 0 | 0 | 0 | [74 empty] | 12 | 0
|  |  |  | 6.6675 | 66.6753 | 0 | 0 | 0 | 0 | 0 | 0 | 0.173 | 0 | 66.675 | 41.097 | 0 | 25.578 | 0 | 0 | 25.578 | 0 | 0 | 0 | 0 | [74 empty] | 11 | 0
|  |  |  | 7.3495 | 73.4955 | 0 | 0 | 0 | 0 | 0 | 0 | 0.173 | 0 | 73.496 | 44.268 | 0 | 29.228 | 0 | 0 | 29.228 | 0 | 0 | 0 | 0 | [74 empty] | 10 | 0
|  |  |  | 7.901 | 79.0105 | 0 | 0 | 0 | 0 | 0 | 0 | 0.173 | 0 | 79.01 | 43.341 | 0 | 35.67 | 0 | 0 | 35.67 | 0 | 0 | 0 | 0 | [74 empty] | 9 | 0
|  |  |  | 8.1714 | 81.714 | 0 | 0 | 0 | 0 | 0 | 0 | 0.173 | 0 | 81.714 | 0 | 0 | 87.495 | 0 | 5.781 | 81.714 | 0 | 0 | 0 | 0 | [74 empty] | 8 | 0
|  |  |  | 8.0685 | 80.6852 | 0 | 0 | 0 | 0 | 0 | 0 | 0.173 | 0 | 80.685 | 0 | 0 | 110.455 | 0 | 29.77 | 80.685 | 0 | 0 | 0 | 0 | [74 empty] | 7 | 0
|  |  |  | 7.8518 | 78.5184 | 0 | 0 | 0 | 0 | 0 | 0 | 0.173 | 0 | 78.518 | 0 | 0 | 106.442 | 0 | 27.924 | 78.518 | 0 | 0 | 0 | 0 | [74 empty] | 6 | 0
|  |  |  | 7.8079 | 78.0795 | 0 | 0 | 0 | 0 | 0 | 0 | 0.173 | 0 | 78.079 | 0 | 0 | 96.757 | 0 | 18.678 | 78.079 | 0 | 0 | 0 | 0 | [74 empty] | 5 | 0
|  |  |  | 7.487 | 74.8701 | 0 | 0 | 0 | 0 | 0 | 0 | 0.173 | 0 | 74.87 | 0 | 0 | 81.46 | 0 | 6.59 | 74.87 | 0 | 0 | 0 | 0 | [74 empty] | 4 | 0
|  |  |  | 6.4023 | 64.023 | 0 | 0 | 0 | 0 | 0 | 0 | 0.173 | 0 | 64.023 | 5.116 | 0 | 58.907 | 0 | 0 | 58.907 | 0 | 0 | 0 | 0 | [74 empty] | 3 | 0
|  |  |  | 5.6299 | 56.2992 | 0 | 0 | 0 | 0 | 0 | 0 | 0.173 | 0 | 56.299 | 24.367 | 0 | 31.933 | 0 | 0 | 31.933 | 0 | 0 | 0 | 0 | [74 empty] | 2 | 0
|  |  |  | 5.6346 | 56.3456 | 0 | 0 | 0 | 0 | 0 | 0 | 0.173 | 0 | 56.346 | 48.464 | 0 | 7.881 | 0 | 0 | 7.881 | 0 | 0 | 0 | 0 | [74 empty] | 1 | 0
|  |  |  | 4.3118 | 43.1185 | 0 | 0 | 0 | 0 | 0 | 0 | 0.173 | 0 | 43.119 | 43.119 | 0 | 0 | 0 | 0 | 0 | 0 | 0 | 0 | 0 | [74 empty] | 0 | 0
|  |  |  | 1.829 | 18.2897 | 0 | 0 | 0 | 0 | 0 | 0 | 0.173 | 0 | 18.29 | 18.29 | 0 | 0 | 0 | 0 | 0 | 0 | 0 | 0 | 0 | [74 empty] | 0 | 0
|  |  |  | 1.8298 | 18.2977 | 0 | 0 | 0 | 0 | 0 | 0 | 0.173 | 0 | 18.298 | 18.298 | 0 | 0 | 0 | 0 | 0 | 0 | 0 | 0 | 0 | [74 empty] | 0 | 0
|  |  |  | 1.8437 | 18.4368 | 0 | 0 | 0 | 0 | 0 | 0 | 0.173 | 0 | 18.437 | 18.437 | 0 | 0 | 0 | 0 | 0 | 0 | 0 | 0 | 0 | [74 empty] | 0 | 0
|  |  |  | 1.8301 | 18.3006 | 0 | 0 | 0 | 0 | 0 | 0 | 0.173 | 0 | 18.301 | 18.301 | 0 | 0 | 0 | 0 | 0 | 0 | 0 | 0 | 0 | [74 empty] | 0 | 0
|  |  |  | 1.8299 | 18.2989 | 0 | 0 | 0 | 0 | 0 | 0 | 0.173 | 0 | 18.299 | 18.299 | 0 | 0 | 0 | 0 | 0 | 0 | 0 | 0 | 0 | [74 empty] | 0 | 0
|  |  |  | 1.8297 | 18.2973 | 0 | 0 | 0 | 0 | 0 | 0 | 0.173 | 0 | 18.297 | 18.297 | 0 | 0 | 0 | 0 | 0 | 0 | 0 | 0 | 0 | [74 empty] | 0 | 0
|  |  |  | 1.8297 | 18.2967 | 0 | 0 | 0 | 0 | 0 | 0 | 0.173 | 0 | 18.297 | 18.297 | 0 | 0 | 0 | 0 | 0 | 0 | 0 | 0 | 0 | [74 empty] | 0 | 0
|  |  |  | 1.8374 | 18.3739 | 0 | 0 | 0 | 0 | 0 | 0 | 0.173 | 0 | 18.374 | 18.374 | 0 | 0 | 0 | 0 | 0 | 0 | 0 | 0 | 0 | [74 empty] | 0 | 0
|  |  |  | 1.8368 | 18.3682 | 0 | 0 | 0 | 0 | 0 | 0 | 0.173 | 0 | 18.368 | 18.368 | 0 | 0 | 0 | 0 | 0 | 0 | 0 | 0 | 0 | [74 empty] | 0 | 0
|  |  |  | 1.4977 | 14.977 | 0 | 0 | 0 | 0 | 0 | 0 | 0.173 | 0 | 14.977 | 13.188 | 0 | 1.789 | 0 | 0 | 1.789 | 0 | 0 | 0 | 0 | [74 empty] | 14 | 0
|  |  |  | 1.4958 | 14.9581 | 0 | 0 | 0 | 0 | 0 | 0 | 0.173 | 0 | 14.958 | 0 | 0 | 18.002 | 0 | 3.044 | 14.958 | 0 | 0 | 0 | 0 | [74 empty] | 13 | 0
|  |  |  | 1.4969 | 14.9687 | 0 | 0 | 0 | 0 | 0 | 0 | 0.173 | 0 | 14.969 | 3.656 | 0 | 11.313 | 0 | 0 | 11.313 | 0 | 0 | 0 | 0 | [74 empty] | 12 | 0
|  |  |  | 1.4985 | 14.9845 | 0 | 0 | 0 | 0 | 0 | 0 | 0.173 | 0 | 14.985 | 0 | 0 | 23.979 | 0 | 8.994 | 14.985 | 0 | 0 | 0 | 0 | [74 empty] | 11 | 0
|  |  |  | 1.9441 | 19.4405 | 0 | 0 | 0 | 0 | 0 | 0 | 0.173 | 0 | 19.441 | 0 | 0 | 83.801 | 0 | 64.361 | 19.44 | 0 | 0 | 0 | 0 | [74 empty] | 10 | 0
|  |  |  | 1.9786 | 19.7856 | 0 | 0 | 0 | 0 | 0 | 0 | 0.173 | 0 | 19.786 | 0 | 0 | 90.345 | 0 | 70.559 | 19.786 | 0 | 0 | 0 | 0 | [74 empty] | 9 | 0
|  |  |  | 2.2855 | 22.8546 | 0 | 0 | 0 | 0 | 0 | 0 | 0.173 | 0 | 22.855 | 0 | 0 | 95.856 | 0 | 73.001 | 22.855 | 0 | 0 | 0 | 0 | [74 empty] | 8 | 0
|  |  |  | 2.4624 | 24.6238 | 0 | 0 | 0 | 0 | 0 | 0 | 0.173 | 0 | 24.624 | 0 | 0 | 99.797 | 0 | 75.173 | 24.624 | 0 | 0 | 0 | 0 | [74 empty] | 7 | 0
|  |  |  | 2.6345 | 26.3447 | 0 | 0 | 0 | 0 | 0 | 0 | 0.173 | 0 | 26.345 | 0 | 0 | 93.209 | 0 | 66.865 | 26.344 | 0 | 0 | 0 | 0 | [74 empty] | 6 | 0
|  |  |  | 2.7205 | 27.2051 | 0 | 0 | 0 | 0 | 0 | 0 | 0.173 | 0 | 27.205 | 0 | 0 | 85.154 | 0 | 57.948 | 27.206 | 0 | 0 | 0 | 0 | [74 empty] | 5 | 0
|  |  |  | 2.9103 | 29.1029 | 0 | 0 | 0 | 0 | 0 | 0 | 0.173 | 0 | 29.103 | 0 | 0 | 69.638 | 0 | 40.535 | 29.103 | 0 | 0 | 0 | 0 | [74 empty] | 4 | 0
|  |  |  | 2.7823 | 27.8226 | 0 | 0 | 0 | 0 | 0 | 0 | 0.173 | 0 | 27.823 | 0 | 0 | 49.382 | 0 | 21.56 | 27.822 | 0 | 0 | 0 | 0 | [74 empty] | 3 | 0
|  |  |  | 2.6197 | 26.197 | 0 | 0 | 0 | 0 | 0 | 0 | 0.173 | 0 | 26.197 | 0 | 0 | 26.712 | 0 | 0.515 | 26.197 | 0 | 0 | 0 | 0 | [74 empty] | 2 | 0
|  |  |  | 2.2217 | 22.2174 | 0 | 0 | 0 | 0 | 0 | 0 | 0.173 | 0 | 22.217 | 15.238 | 0 | 6.98 | 0 | 0 | 6.98 | 0 | 0 | 0 | 0 | [74 empty] | 1 | 0
|  |  |  | 1.8413 | 18.4128 | 0 | 0 | 0 | 0 | 0 | 0 | 0.173 | 0 | 18.413 | 18.413 | 0 | 0 | 0 | 0 | 0 | 0 | 0 | 0 | 0 | [74 empty] | 0 | 0
|  |  |  | 1.8365 | 18.3654 | 0 | 0 | 0 | 0 | 0 | 0 | 0.173 | 0 | 18.365 | 18.365 | 0 | 0 | 0 | 0 | 0 | 0 | 0 | 0 | 0 | [74 empty] | 0 | 0
|  |  |  | 1.8306 | 18.3061 | 0 | 0 | 0 | 0 | 0 | 0 | 0.173 | 0 | 18.306 | 18.306 | 0 | 0 | 0 | 0 | 0 | 0 | 0 | 0 | 0 | [74 empty] | 0 | 0
|  |  |  | 1.8435 | 18.4351 | 0 | 0 | 0 | 0 | 0 | 0 | 0.173 | 0 | 18.435 | 18.435 | 0 | 0 | 0 | 0 | 0 | 0 | 0 | 0 | 0 | [74 empty] | 0 | 0
|  |  |  | 1.8305 | 18.3046 | 0 | 0 | 0 | 0 | 0 | 0 | 0.173 | 0 | 18.305 | 18.305 | 0 | 0 | 0 | 0 | 0 | 0 | 0 | 0 | 0 | [74 empty] | 0 | 0
|  |  |  | 1.8304 | 18.3038 | 0 | 0 | 0 | 0 | 0 | 0 | 0.173 | 0 | 18.304 | 18.304 | 0 | 0 | 0 | 0 | 0 | 0 | 0 | 0 | 0 | [74 empty] | 0 | 0
|  |  |  | 1.8301 | 18.3015 | 0 | 0 | 0 | 0 | 0 | 0 | 0.173 | 0 | 18.301 | 18.301 | 0 | 0 | 0 | 0 | 0 | 0 | 0 | 0 | 0 | [74 empty] | 0 | 0
|  |  |  | 1.8301 | 18.3012 | 0 | 0 | 0 | 0 | 0 | 0 | 0.173 | 0 | 18.301 | 18.301 | 0 | 0 | 0 | 0 | 0 | 0 | 0 | 0 | 0 | [74 empty] | 0 | 0
|  |  |  | 1.8381 | 18.3813 | 0 | 0 | 0 | 0 | 0 | 0 | 0.173 | 0 | 18.381 | 18.381 | 0 | 0 | 0 | 0 | 0 | 0 | 0 | 0 | 0 | [74 empty] | 0 | 0
|  |  |  | 1.8373 | 18.3734 | 0 | 0 | 0 | 0 | 0 | 0 | 0.173 | 0 | 18.373 | 18.373 | 0 | 0 | 0 | 0 | 0 | 0 | 0 | 0 | 0 | [74 empty] | 0 | 0
|  |  |  | 1.4983 | 14.9827 | 0 | 0 | 0 | 0 | 0 | 0 | 0.173 | 0 | 14.983 | 13.543 | 0 | 1.44 | 0 | 0 | 1.44 | 0 | 0 | 0 | 0 | [74 empty] | 0 | 0
|  |  |  | 1.4965 | 14.9653 | 0 | 0 | 0 | 0 | 0 | 0 | 0.173 | 0 | 14.965 | 0 | 0 | 17.29 | 0 | 2.324 | 14.966 | 0 | 0 | 0 | 0 | [74 empty] | 13 | 0
|  |  |  | 1.4975 | 14.9748 | 0 | 0 | 0 | 0 | 0 | 0 | 0.173 | 0 | 14.975 | 0 | 0 | 41.573 | 0 | 26.599 | 14.974 | 0 | 0 | 0 | 0 | [74 empty] | 12 | 0
|  |  |  | 1.4987 | 14.987 | 0 | 0 | 0 | 0 | 0 | 0 | 0.173 | 0 | 14.987 | 0 | 0 | 64.141 | 0 | 49.154 | 14.987 | 0 | 0 | 0 | 0 | [74 empty] | 11 | 0
|  |  |  | 2.0191 | 20.1912 | 0 | 0 | 0 | 0 | 0 | 0 | 0.173 | 0 | 20.191 | 0 | 0 | 80.966 | 0 | 60.775 | 20.191 | 0 | 0 | 0 | 0 | [74 empty] | 10 | 0
|  |  |  | 2.7237 | 27.2375 | 0 | 0 | 0 | 0 | 0 | 0 | 0.173 | 0 | 27.237 | 0 | 0 | 93.995 | 0 | 66.757 | 27.238 | 0 | 0 | 0 | 0 | [74 empty] | 9 | 0
|  |  |  | 2.8171 | 28.1708 | 0 | 0 | 0 | 0 | 0 | 0 | 0.173 | 0 | 28.171 | 0 | 0 | 100.727 | 0 | 72.556 | 28.171 | 0 | 0 | 0 | 0 | [74 empty] | 8 | 0
|  |  |  | 3.1258 | 31.2577 | 0 | 0 | 0 | 0 | 0 | 0 | 0.173 | 0 | 31.258 | 0 | 0 | 104.857 | 0 | 73.599 | 31.258 | 0 | 0 | 0 | 0 | [74 empty] | 7 | 0
|  |  |  | 3.3277 | 33.2768 | 0 | 0 | 0 | 0 | 0 | 0 | 0.173 | 0 | 33.277 | 0 | 0 | 102.458 | 0 | 69.181 | 33.277 | 0 | 0 | 0 | 0 | [74 empty] | 6 | 0
|  |  |  | 3.5724 | 35.7245 | 0 | 0 | 0 | 0 | 0 | 0 | 0.173 | 0 | 35.725 | 0 | 0 | 93.209 | 0 | 57.485 | 35.724 | 0 | 0 | 0 | 0 | [74 empty] | 5 | 0
|  |  |  | 3.3538 | 33.5378 | 0 | 0 | 0 | 0 | 0 | 0 | 0.173 | 0 | 33.538 | 0 | 0 | 78.043 | 0 | 44.505 | 33.538 | 0 | 0 | 0 | 0 | [74 empty] | 4 | 0
|  |  |  | 3.1231 | 31.2308 | 0 | 0 | 0 | 0 | 0 | 0 | 0.173 | 0 | 31.231 | 0 | 0 | 56.725 | 0 | 25.495 | 31.23 | 0 | 0 | 0 | 0 | [74 empty] | 3 | 0
|  |  |  | 2.6455 | 26.4547 | 0 | 0 | 0 | 0 | 0 | 0 | 0.173 | 0 | 26.455 | 0 | 0 | 30.944 | 0 | 4.489 | 26.455 | 0 | 0 | 0 | 0 | [74 empty] | 2 | 0
|  |  |  | 2.4137 | 24.1369 | 0 | 0 | 0 | 0 | 0 | 0 | 0.173 | 0 | 24.137 | 16.721 | 0 | 7.416 | 0 | 0 | 7.416 | 0 | 0 | 0 | 0 | [74 empty] | 1 | 0
|  |  |  | 1.8416 | 18.4163 | 0 | 0 | 0 | 0 | 0 | 0 | 0.173 | 0 | 18.416 | 18.416 | 0 | 0 | 0 | 0 | 0 | 0 | 0 | 0 | 0 | [74 empty] | 0 | 0
|  |  |  | 1.8369 | 18.3688 | 0 | 0 | 0 | 0 | 0 | 0 | 0.173 | 0 | 18.369 | 18.369 | 0 | 0 | 0 | 0 | 0 | 0 | 0 | 0 | 0 | [74 empty] | 0 | 0
|  |  |  | 1.831 | 18.3102 | 0 | 0 | 0 | 0 | 0 | 0 | 0.173 | 0 | 18.31 | 18.31 | 0 | 0 | 0 | 0 | 0 | 0 | 0 | 0 | 0 | [74 empty] | 0 | 0
|  |  |  | 1.8439 | 18.4387 | 0 | 0 | 0 | 0 | 0 | 0 | 0.173 | 0 | 18.439 | 18.439 | 0 | 0 | 0 | 0 | 0 | 0 | 0 | 0 | 0 | [74 empty] | 0 | 0
|  |  |  | 1.8309 | 18.3086 | 0 | 0 | 0 | 0 | 0 | 0 | 0.173 | 0 | 18.309 | 18.309 | 0 | 0 | 0 | 0 | 0 | 0 | 0 | 0 | 0 | [74 empty] | 0 | 0
|  |  |  | 1.8308 | 18.308 | 0 | 0 | 0 | 0 | 0 | 0 | 0.173 | 0 | 18.308 | 18.308 | 0 | 0 | 0 | 0 | 0 | 0 | 0 | 0 | 0 | [74 empty] | 0 | 0
|  |  |  | 1.8307 | 18.3074 | 0 | 0 | 0 | 0 | 0 | 0 | 0.173 | 0 | 18.307 | 18.307 | 0 | 0 | 0 | 0 | 0 | 0 | 0 | 0 | 0 | [74 empty] | 0 | 0
|  |  |  | 1.8307 | 18.307 | 0 | 0 | 0 | 0 | 0 | 0 | 0.173 | 0 | 18.307 | 18.307 | 0 | 0 | 0 | 0 | 0 | 0 | 0 | 0 | 0 | [74 empty] | 0 | 0
|  |  |  | 1.8387 | 18.3868 | 0 | 0 | 0 | 0 | 0 | 0 | 0.173 | 0 | 18.387 | 18.387 | 0 | 0 | 0 | 0 | 0 | 0 | 0 | 0 | 0 | [74 empty] | 0 | 0
|  |  |  | 1.8381 | 18.3812 | 0 | 0 | 0 | 0 | 0 | 0 | 0.173 | 0 | 18.381 | 18.381 | 0 | 0 | 0 | 0 | 0 | 0 | 0 | 0 | 0 | [74 empty] | 0 | 0
|  |  |  | 4.1798 | 41.7978 | 0 | 0 | 0 | 0 | 0 | 0 | 0.173 | 0 | 41.798 | 40.126 | 0 | 1.672 | 0 | 0 | 1.672 | 0 | 0 | 0 | 0 | [74 empty] | 0 | 0
|  |  |  | 4.298 | 42.98 | 0 | 0 | 0 | 0 | 0 | 0 | 0.173 | 0 | 42.98 | 25.269 | 0 | 17.711 | 0 | 0 | 17.711 | 0 | 0 | 0 | 0 | [74 empty] | 13 | 0
|  |  |  | 6.7102 | 67.1024 | 0 | 0 | 0 | 0 | 0 | 0 | 0.173 | 0 | 67.102 | 23.101 | 0 | 44.002 | 0 | 0 | 44.002 | 0 | 0 | 0 | 0 | [74 empty] | 12 | 0
|  |  |  | 7.6769 | 76.7689 | 0 | 0 | 0 | 0 | 0 | 0 | 0.173 | 0 | 76.769 | 8.57 | 0 | 68.198 | 0 | 0 | 68.198 | 0 | 0 | 0 | 0 | [74 empty] | 11 | 0
|  |  |  | 8.6928 | 86.9277 | 0 | 0 | 0 | 0 | 0 | 0 | 0.173 | 0 | 86.928 | 1.163 | 0 | 85.764 | 0 | 0 | 85.764 | 0 | 0 | 0 | 0 | [74 empty] | 10 | 0
|  |  |  | 9.3073 | 93.0727 | 0 | 0 | 0 | 0 | 0 | 0 | 0.173 | 0 | 93.073 | 0 | 0 | 97.252 | 0 | 4.179 | 93.073 | 0 | 0 | 0 | 0 | [74 empty] | 9 | 0
|  |  |  | 9.3341 | 93.3413 | 0 | 0 | 0 | 0 | 0 | 0 | 0.173 | 0 | 93.341 | 0 | 0 | 103.519 | 0 | 10.178 | 93.341 | 0 | 0 | 0 | 0 | [74 empty] | 8 | 0
|  |  |  | 9.2131 | 92.1314 | 0 | 0 | 0 | 0 | 0 | 0 | 0.173 | 0 | 92.131 | 0 | 0 | 107.285 | 0 | 15.154 | 92.131 | 0 | 0 | 0 | 0 | [74 empty] | 7 | 0
|  |  |  | 9.4136 | 94.1356 | 0 | 0 | 0 | 0 | 0 | 0 | 0.173 | 0 | 94.136 | 0 | 0 | 102.559 | 0 | 8.424 | 94.135 | 0 | 0 | 0 | 0 | [74 empty] | 6 | 0
|  |  |  | 9.3208 | 93.2077 | 0 | 0 | 0 | 0 | 0 | 0 | 0.173 | 0 | 93.208 | 0.115 | 0 | 93.093 | 0 | 0 | 93.093 | 0 | 0 | 0 | 0 | [74 empty] | 5 | 0
|  |  |  | 8.7008 | 87.0083 | 0 | 0 | 0 | 0 | 0 | 0 | 0.173 | 0 | 87.008 | 10.158 | 0 | 76.851 | 0 | 0 | 76.851 | 0 | 0 | 0 | 0 | [74 empty] | 4 | 0
|  |  |  | 6.9952 | 69.9516 | 0 | 0 | 0 | 0 | 0 | 0 | 0.173 | 0 | 69.952 | 15.64 | 0 | 54.312 | 0 | 0 | 54.312 | 0 | 0 | 0 | 0 | [74 empty] | 3 | 0
|  |  |  | 5.8182 | 58.1825 | 0 | 0 | 0 | 0 | 0 | 0 | 0.173 | 0 | 58.182 | 28.533 | 0 | 29.65 | 0 | 0 | 29.65 | 0 | 0 | 0 | 0 | [74 empty] | 2 | 0
|  |  |  | 5.7641 | 57.6414 | 0 | 0 | 0 | 0 | 0 | 0 | 0.173 | 0 | 57.641 | 49.92 | 0 | 7.721 | 0 | 0 | 7.721 | 0 | 0 | 0 | 0 | [74 empty] | 1 | 0
|  |  |  | 4.4721 | 44.721 | 0 | 0 | 0 | 0 | 0 | 0 | 0.173 | 0 | 44.721 | 44.721 | 0 | 0 | 0 | 0 | 0 | 0 | 0 | 0 | 0 | [74 empty] | 0 | 0
|  |  |  | 1.8356 | 18.3558 | 0 | 0 | 0 | 0 | 0 | 0 | 0.173 | 0 | 18.356 | 18.356 | 0 | 0 | 0 | 0 | 0 | 0 | 0 | 0 | 0 | [74 empty] | 0 | 0
|  |  |  | 1.8304 | 18.3042 | 0 | 0 | 0 | 0 | 0 | 0 | 0.173 | 0 | 18.304 | 18.304 | 0 | 0 | 0 | 0 | 0 | 0 | 0 | 0 | 0 | [74 empty] | 0 | 0
|  |  |  | 1.8442 | 18.4417 | 0 | 0 | 0 | 0 | 0 | 0 | 0.173 | 0 | 18.442 | 18.442 | 0 | 0 | 0 | 0 | 0 | 0 | 0 | 0 | 0 | [74 empty] | 0 | 0
|  |  |  | 1.8304 | 18.3039 | 0 | 0 | 0 | 0 | 0 | 0 | 0.173 | 0 | 18.304 | 18.304 | 0 | 0 | 0 | 0 | 0 | 0 | 0 | 0 | 0 | [74 empty] | 0 | 0
|  |  |  | 1.8302 | 18.3023 | 0 | 0 | 0 | 0 | 0 | 0 | 0.173 | 0 | 18.302 | 18.302 | 0 | 0 | 0 | 0 | 0 | 0 | 0 | 0 | 0 | [74 empty] | 0 | 0
|  |  |  | 1.8302 | 18.302 | 0 | 0 | 0 | 0 | 0 | 0 | 0.173 | 0 | 18.302 | 18.302 | 0 | 0 | 0 | 0 | 0 | 0 | 0 | 0 | 0 | [74 empty] | 0 | 0
|  |  |  | 1.8302 | 18.3016 | 0 | 0 | 0 | 0 | 0 | 0 | 0.173 | 0 | 18.302 | 18.302 | 0 | 0 | 0 | 0 | 0 | 0 | 0 | 0 | 0 | [74 empty] | 0 | 0
|  |  |  | 1.8693 | 18.6934 | 0 | 0 | 0 | 0 | 0 | 0 | 0.173 | 0 | 18.693 | 18.693 | 0 | 0 | 0 | 0 | 0 | 0 | 0 | 0 | 0 | [74 empty] | 0 | 0
|  |  |  | 1.8637 | 18.6374 | 0 | 0 | 0 | 0 | 0 | 0 | 0.173 | 0 | 18.637 | 18.637 | 0 | 0 | 0 | 0 | 0 | 0 | 0 | 0 | 0 | [74 empty] | 0 | 0
|  |  |  | 4.0604 | 40.604 | 0 | 0 | 0 | 0 | 0 | 0 | 0.173 | 0 | 40.604 | 39.164 | 0 | 1.44 | 0 | 0 | 1.44 | 0 | 0 | 0 | 0 | [74 empty] | 0 | 0
|  |  |  | 4.0688 | 40.6882 | 0 | 0 | 0 | 0 | 0 | 0 | 0.173 | 0 | 40.688 | 23.5 | 0 | 17.188 | 0 | 0 | 17.188 | 0 | 0 | 0 | 0 | [74 empty] | 13 | 0
|  |  |  | 6.3938 | 63.9381 | 0 | 0 | 0 | 0 | 0 | 0 | 0.173 | 0 | 63.938 | 21.565 | 0 | 42.373 | 0 | 0 | 42.373 | 0 | 0 | 0 | 0 | [74 empty] | 12 | 0
|  |  |  | 6.6753 | 66.7535 | 0 | 0 | 0 | 0 | 0 | 0 | 0.173 | 0 | 66.754 | 0.838 | 0 | 65.915 | 0 | 0 | 65.915 | 0 | 0 | 0 | 0 | [74 empty] | 11 | 0
|  |  |  | 6.9655 | 69.6546 | 0 | 0 | 0 | 0 | 0 | 0 | 0.173 | 0 | 69.655 | 0 | 0 | 83.321 | 0 | 13.667 | 69.654 | 0 | 0 | 0 | 0 | [74 empty] | 10 | 0
|  |  |  | 7.3291 | 73.291 | 0 | 0 | 0 | 0 | 0 | 0 | 0.173 | 0 | 73.291 | 0 | 0 | 95.143 | 0 | 21.852 | 73.291 | 0 | 0 | 0 | 0 | [74 empty] | 9 | 0
|  |  |  | 7.5092 | 75.0917 | 0 | 0 | 0 | 0 | 0 | 0 | 0.173 | 0 | 75.092 | 0 | 0 | 101.309 | 0 | 26.217 | 75.092 | 0 | 0 | 0 | 0 | [74 empty] | 8 | 0
|  |  |  | 7.6418 | 76.4179 | 0 | 0 | 0 | 0 | 0 | 0 | 0.173 | 0 | 76.418 | 0 | 0 | 105.133 | 0 | 28.715 | 76.418 | 0 | 0 | 0 | 0 | [74 empty] | 7 | 0
|  |  |  | 7.8579 | 78.5786 | 0 | 0 | 0 | 0 | 0 | 0 | 0.173 | 0 | 78.579 | 0 | 0 | 98.851 | 0 | 20.273 | 78.578 | 0 | 0 | 0 | 0 | [74 empty] | 6 | 0
|  |  |  | 7.6736 | 76.736 | 0 | 0 | 0 | 0 | 0 | 0 | 0.173 | 0 | 76.736 | 0 | 0 | 89.472 | 0 | 12.736 | 76.736 | 0 | 0 | 0 | 0 | [74 empty] | 5 | 0
|  |  |  | 7.589 | 75.8904 | 0 | 0 | 0 | 0 | 0 | 0 | 0.173 | 0 | 75.89 | 1.105 | 0 | 74.786 | 0 | 0 | 74.786 | 0 | 0 | 0 | 0 | [74 empty] | 4 | 0
|  |  |  | 6.9874 | 69.8745 | 0 | 0 | 0 | 0 | 0 | 0 | 0.173 | 0 | 69.875 | 15.258 | 0 | 54.617 | 0 | 0 | 54.617 | 0 | 0 | 0 | 0 | [74 empty] | 3 | 0
|  |  |  | 5.9281 | 59.2812 | 0 | 0 | 0 | 0 | 0 | 0 | 0.173 | 0 | 59.281 | 30.039 | 0 | 29.242 | 0 | 0 | 29.242 | 0 | 0 | 0 | 0 | [74 empty] | 2 | 0
|  |  |  | 5.8141 | 58.1409 | 0 | 0 | 0 | 0 | 0 | 0 | 0.173 | 0 | 58.141 | 51.147 | 0 | 6.994 | 0 | 0 | 6.994 | 0 | 0 | 0 | 0 | [74 empty] | 1 | 0
|  |  |  | 4.5229 | 45.2285 | 0 | 0 | 0 | 0 | 0 | 0 | 0.173 | 0 | 45.229 | 45.229 | 0 | 0 | 0 | 0 | 0 | 0 | 0 | 0 | 0 | [74 empty] | 0 | 0
|  |  |  | 1.83 | 18.2996 | 0 | 0 | 0 | 0 | 0 | 0 | 0.173 | 0 | 18.3 | 18.3 | 0 | 0 | 0 | 0 | 0 | 0 | 0 | 0 | 0 | [74 empty] | 0 | 0
|  |  |  | 1.8305 | 18.3054 | 0 | 0 | 0 | 0 | 0 | 0 | 0.173 | 0 | 18.305 | 18.305 | 0 | 0 | 0 | 0 | 0 | 0 | 0 | 0 | 0 | [74 empty] | 0 | 0
|  |  |  | 1.8443 | 18.4435 | 0 | 0 | 0 | 0 | 0 | 0 | 0.173 | 0 | 18.444 | 18.444 | 0 | 0 | 0 | 0 | 0 | 0 | 0 | 0 | 0 | [74 empty] | 0 | 0
|  |  |  | 1.8306 | 18.3064 | 0 | 0 | 0 | 0 | 0 | 0 | 0.173 | 0 | 18.306 | 18.306 | 0 | 0 | 0 | 0 | 0 | 0 | 0 | 0 | 0 | [74 empty] | 0 | 0
|  |  |  | 1.8305 | 18.3052 | 0 | 0 | 0 | 0 | 0 | 0 | 0.173 | 0 | 18.305 | 18.305 | 0 | 0 | 0 | 0 | 0 | 0 | 0 | 0 | 0 | [74 empty] | 0 | 0
|  |  |  | 1.8305 | 18.3048 | 0 | 0 | 0 | 0 | 0 | 0 | 0.173 | 0 | 18.305 | 18.305 | 0 | 0 | 0 | 0 | 0 | 0 | 0 | 0 | 0 | [74 empty] | 0 | 0
|  |  |  | 1.8304 | 18.3041 | 0 | 0 | 0 | 0 | 0 | 0 | 0.173 | 0 | 18.304 | 18.304 | 0 | 0 | 0 | 0 | 0 | 0 | 0 | 0 | 0 | [74 empty] | 0 | 0
|  |  |  | 1.8383 | 18.3829 | 0 | 0 | 0 | 0 | 0 | 0 | 0.173 | 0 | 18.383 | 18.383 | 0 | 0 | 0 | 0 | 0 | 0 | 0 | 0 | 0 | [74 empty] | 0 | 0
|  |  |  | 1.8377 | 18.3772 | 0 | 0 | 0 | 0 | 0 | 0 | 0.173 | 0 | 18.377 | 18.377 | 0 | 0 | 0 | 0 | 0 | 0 | 0 | 0 | 0 | [74 empty] | 0 | 0
|  |  |  | 3.9661 | 39.6612 | 0 | 0 | 0 | 0 | 0 | 0 | 0.173 | 0 | 39.661 | 38.527 | 0 | 1.134 | 0 | 0 | 1.134 | 0 | 0 | 0 | 0 | [74 empty] | 0 | 0
|  |  |  | 4.0118 | 40.1175 | 0 | 0 | 0 | 0 | 0 | 0 | 0.173 | 0 | 40.118 | 23.57 | 0 | 16.548 | 0 | 0 | 16.548 | 0 | 0 | 0 | 0 | [74 empty] | 13 | 0
|  |  |  | 6.3554 | 63.5543 | 0 | 0 | 0 | 0 | 0 | 0 | 0.173 | 0 | 63.554 | 21.501 | 0 | 42.053 | 0 | 0 | 42.053 | 0 | 0 | 0 | 0 | [74 empty] | 12 | 0
|  |  |  | 6.6939 | 66.9385 | 0 | 0 | 0 | 0 | 0 | 0 | 0.173 | 0 | 66.939 | 1.997 | 0 | 64.941 | 0 | 0 | 64.941 | 0 | 0 | 0 | 0 | [74 empty] | 11 | 0
|  |  |  | 7.4741 | 74.7409 | 0 | 0 | 0 | 0 | 0 | 0 | 0.173 | 0 | 74.741 | 0 | 0 | 81.94 | 0 | 7.199 | 74.741 | 0 | 0 | 0 | 0 | [74 empty] | 10 | 0
|  |  |  | 8.1621 | 81.6206 | 0 | 0 | 0 | 0 | 0 | 0 | 0.173 | 0 | 81.621 | 0 | 0 | 94.3 | 0 | 12.679 | 81.621 | 0 | 0 | 0 | 0 | [74 empty] | 9 | 0
|  |  |  | 8.2749 | 82.7485 | 0 | 0 | 0 | 0 | 0 | 0 | 0.173 | 0 | 82.749 | 0 | 0 | 103.417 | 0 | 20.669 | 82.748 | 0 | 0 | 0 | 0 | [74 empty] | 8 | 0
|  |  |  | 8.3237 | 83.2369 | 0 | 0 | 0 | 0 | 0 | 0 | 0.173 | 0 | 83.237 | 0 | 0 | 107.082 | 0 | 23.845 | 83.237 | 0 | 0 | 0 | 0 | [74 empty] | 7 | 0
|  |  |  | 8.3318 | 83.3176 | 0 | 0 | 0 | 0 | 0 | 0 | 0.173 | 0 | 83.318 | 0 | 0 | 102.908 | 0 | 19.591 | 83.317 | 0 | 0 | 0 | 0 | [74 empty] | 6 | 0
|  |  |  | 7.9788 | 79.7876 | 0 | 0 | 0 | 0 | 0 | 0 | 0.173 | 0 | 79.788 | 0 | 0 | 93.398 | 0 | 13.611 | 79.787 | 0 | 0 | 0 | 0 | [74 empty] | 5 | 0
|  |  |  | 7.8801 | 78.8008 | 0 | 0 | 0 | 0 | 0 | 0 | 0.173 | 0 | 78.801 | 0.176 | 0 | 78.625 | 0 | 0 | 78.625 | 0 | 0 | 0 | 0 | [74 empty] | 4 | 0
|  |  |  | 7.0004 | 70.0036 | 0 | 0 | 0 | 0 | 0 | 0 | 0.173 | 0 | 70.004 | 13.627 | 0 | 56.376 | 0 | 0 | 56.376 | 0 | 0 | 0 | 0 | [74 empty] | 3 | 0
|  |  |  | 5.865 | 58.6496 | 0 | 0 | 0 | 0 | 0 | 0 | 0.173 | 0 | 58.65 | 28.593 | 0 | 30.057 | 0 | 0 | 30.057 | 0 | 0 | 0 | 0 | [74 empty] | 2 | 0
|  |  |  | 5.7958 | 57.9577 | 0 | 0 | 0 | 0 | 0 | 0 | 0.173 | 0 | 57.958 | 51.501 | 0 | 6.456 | 0 | 0 | 6.456 | 0 | 0 | 0 | 0 | [74 empty] | 1 | 0
|  |  |  | 4.4405 | 44.4053 | 0 | 0 | 0 | 0 | 0 | 0 | 0.173 | 0 | 44.405 | 44.405 | 0 | 0 | 0 | 0 | 0 | 0 | 0 | 0 | 0 | [74 empty] | 0 | 0
|  |  |  | 1.8353 | 18.3531 | 0 | 0 | 0 | 0 | 0 | 0 | 0.173 | 0 | 18.353 | 18.353 | 0 | 0 | 0 | 0 | 0 | 0 | 0 | 0 | 0 | [74 empty] | 0 | 0
|  |  |  | 1.8302 | 18.3021 | 0 | 0 | 0 | 0 | 0 | 0 | 0.173 | 0 | 18.302 | 18.302 | 0 | 0 | 0 | 0 | 0 | 0 | 0 | 0 | 0 | [74 empty] | 0 | 0
|  |  |  | 1.8442 | 18.4425 | 0 | 0 | 0 | 0 | 0 | 0 | 0.173 | 0 | 18.443 | 18.443 | 0 | 0 | 0 | 0 | 0 | 0 | 0 | 0 | 0 | [74 empty] | 0 | 0
|  |  |  | 1.8307 | 18.3073 | 0 | 0 | 0 | 0 | 0 | 0 | 0.173 | 0 | 18.307 | 18.307 | 0 | 0 | 0 | 0 | 0 | 0 | 0 | 0 | 0 | [74 empty] | 0 | 0
|  |  |  | 1.8307 | 18.3071 | 0 | 0 | 0 | 0 | 0 | 0 | 0.173 | 0 | 18.307 | 18.307 | 0 | 0 | 0 | 0 | 0 | 0 | 0 | 0 | 0 | [74 empty] | 0 | 0
|  |  |  | 1.8307 | 18.3068 | 0 | 0 | 0 | 0 | 0 | 0 | 0.173 | 0 | 18.307 | 18.307 | 0 | 0 | 0 | 0 | 0 | 0 | 0 | 0 | 0 | [74 empty] | 0 | 0
|  |  |  | 1.8305 | 18.3049 | 0 | 0 | 0 | 0 | 0 | 0 | 0.173 | 0 | 18.305 | 18.305 | 0 | 0 | 0 | 0 | 0 | 0 | 0 | 0 | 0 | [74 empty] | 0 | 0
|  |  |  | 1.8383 | 18.3827 | 0 | 0 | 0 | 0 | 0 | 0 | 0.173 | 0 | 18.383 | 18.383 | 0 | 0 | 0 | 0 | 0 | 0 | 0 | 0 | 0 | [74 empty] | 0 | 0
|  |  |  | 1.8377 | 18.3771 | 0 | 0 | 0 | 0 | 0 | 0 | 0.173 | 0 | 18.377 | 18.377 | 0 | 0 | 0 | 0 | 0 | 0 | 0 | 0 | 0 | [74 empty] | 0 | 0
|  |  |  | 4.0488 | 40.4876 | 0 | 0 | 0 | 0 | 0 | 0 | 0.173 | 0 | 40.488 | 39.455 | 0 | 1.032 | 0 | 0 | 1.032 | 0 | 0 | 0 | 0 | [74 empty] | 0 | 0
|  |  |  | 4.0715 | 40.7151 | 0 | 0 | 0 | 0 | 0 | 0 | 0.173 | 0 | 40.715 | 23.993 | 0 | 16.722 | 0 | 0 | 16.722 | 0 | 0 | 0 | 0 | [74 empty] | 13 | 0
|  |  |  | 6.4321 | 64.3205 | 0 | 0 | 0 | 0 | 0 | 0 | 0.173 | 0 | 64.32 | 36.154 | 0 | 28.166 | 0 | 0 | 28.166 | 0 | 0 | 0 | 0 | [74 empty] | 12 | 0
|  |  |  | 6.6079 | 66.0791 | 0 | 0 | 0 | 0 | 0 | 0 | 0.173 | 0 | 66.079 | 12.611 | 0 | 53.468 | 0 | 0 | 53.468 | 0 | 0 | 0 | 0 | [74 empty] | 11 | 0
|  |  |  | 6.8859 | 68.8587 | 0 | 0 | 0 | 0 | 0 | 0 | 0.173 | 0 | 68.859 | 0 | 0 | 87.509 | 0 | 18.651 | 68.858 | 0 | 0 | 0 | 0 | [74 empty] | 10 | 0
|  |  |  | 7.3982 | 73.9824 | 0 | 0 | 0 | 0 | 0 | 0 | 0.173 | 0 | 73.982 | 0 | 0 | 99.52 | 0 | 25.538 | 73.982 | 0 | 0 | 0 | 0 | [74 empty] | 9 | 0
|  |  |  | 7.7201 | 77.2006 | 0 | 0 | 0 | 0 | 0 | 0 | 0.173 | 0 | 77.201 | 0 | 0 | 106.267 | 0 | 29.067 | 77.2 | 0 | 0 | 0 | 0 | [74 empty] | 8 | 0
|  |  |  | 7.7927 | 77.9268 | 0 | 0 | 0 | 0 | 0 | 0 | 0.173 | 0 | 77.927 | 0 | 0 | 109.772 | 0 | 31.845 | 77.927 | 0 | 0 | 0 | 0 | [74 empty] | 7 | 0
|  |  |  | 7.8228 | 78.2275 | 0 | 0 | 0 | 0 | 0 | 0 | 0.173 | 0 | 78.227 | 0 | 0 | 105.104 | 0 | 26.877 | 78.227 | 0 | 0 | 0 | 0 | [74 empty] | 6 | 0
|  |  |  | 7.5719 | 75.7194 | 0 | 0 | 0 | 0 | 0 | 0 | 0.173 | 0 | 75.719 | 0 | 0 | 95.013 | 0 | 19.293 | 75.72 | 0 | 0 | 0 | 0 | [74 empty] | 5 | 0
|  |  |  | 7.2825 | 72.8246 | 0 | 0 | 0 | 0 | 0 | 0 | 0.173 | 0 | 72.825 | 0 | 0 | 78.654 | 0 | 5.829 | 72.825 | 0 | 0 | 0 | 0 | [74 empty] | 4 | 0
|  |  |  | 6.3118 | 63.1185 | 0 | 0 | 0 | 0 | 0 | 0 | 0.173 | 0 | 63.119 | 6.786 | 0 | 56.333 | 0 | 0 | 56.333 | 0 | 0 | 0 | 0 | [74 empty] | 3 | 0
|  |  |  | 5.7703 | 57.7032 | 0 | 0 | 0 | 0 | 0 | 0 | 0.173 | 0 | 57.703 | 27.966 | 0 | 29.737 | 0 | 0 | 29.737 | 0 | 0 | 0 | 0 | [74 empty] | 2 | 0
|  |  |  | 5.7109 | 57.1088 | 0 | 0 | 0 | 0 | 0 | 0 | 0.173 | 0 | 57.109 | 50.522 | 0 | 6.587 | 0 | 0 | 6.587 | 0 | 0 | 0 | 0 | [74 empty] | 1 | 0
|  |  |  | 4.4353 | 44.3532 | 0 | 0 | 0 | 0 | 0 | 0 | 0.173 | 0 | 44.353 | 44.353 | 0 | 0 | 0 | 0 | 0 | 0 | 0 | 0 | 0 | [74 empty] | 0 | 0
|  |  |  | 1.8358 | 18.3576 | 0 | 0 | 0 | 0 | 0 | 0 | 0.173 | 0 | 18.358 | 18.358 | 0 | 0 | 0 | 0 | 0 | 0 | 0 | 0 | 0 | [74 empty] | 0 | 0
|  |  |  | 1.8307 | 18.3065 | 0 | 0 | 0 | 0 | 0 | 0 | 0.173 | 0 | 18.307 | 18.307 | 0 | 0 | 0 | 0 | 0 | 0 | 0 | 0 | 0 | [74 empty] | 0 | 0
|  |  |  | 1.8445 | 18.445 | 0 | 0 | 0 | 0 | 0 | 0 | 0.173 | 0 | 18.445 | 18.445 | 0 | 0 | 0 | 0 | 0 | 0 | 0 | 0 | 0 | [74 empty] | 0 | 0
|  |  |  | 1.831 | 18.3103 | 0 | 0 | 0 | 0 | 0 | 0 | 0.173 | 0 | 18.31 | 18.31 | 0 | 0 | 0 | 0 | 0 | 0 | 0 | 0 | 0 | [74 empty] | 0 | 0
|  |  |  | 1.831 | 18.3103 | 0 | 0 | 0 | 0 | 0 | 0 | 0.173 | 0 | 18.31 | 18.31 | 0 | 0 | 0 | 0 | 0 | 0 | 0 | 0 | 0 | [74 empty] | 0 | 0
|  |  |  | 1.831 | 18.31 | 0 | 0 | 0 | 0 | 0 | 0 | 0.173 | 0 | 18.31 | 18.31 | 0 | 0 | 0 | 0 | 0 | 0 | 0 | 0 | 0 | [74 empty] | 0 | 0
|  |  |  | 1.831 | 18.3097 | 0 | 0 | 0 | 0 | 0 | 0 | 0.173 | 0 | 18.31 | 18.31 | 0 | 0 | 0 | 0 | 0 | 0 | 0 | 0 | 0 | [74 empty] | 0 | 0
|  |  |  | 1.871 | 18.7097 | 0 | 0 | 0 | 0 | 0 | 0 | 0.173 | 0 | 18.71 | 18.71 | 0 | 0 | 0 | 0 | 0 | 0 | 0 | 0 | 0 | [74 empty] | 0 | 0
|  |  |  | 1.8649 | 18.6487 | 0 | 0 | 0 | 0 | 0 | 0 | 0.173 | 0 | 18.649 | 18.649 | 0 | 0 | 0 | 0 | 0 | 0 | 0 | 0 | 0 | [74 empty] | 0 | 0
|  |  |  | 4.2872 | 42.8721 | 0 | 0 | 0 | 0 | 0 | 0 | 0.173 | 0 | 42.872 | 41.84 | 0 | 1.032 | 0 | 0 | 1.032 | 0 | 0 | 0 | 0 | [74 empty] | 0 | 0
|  |  |  | 4.391 | 43.9101 | 0 | 0 | 0 | 0 | 0 | 0 | 0.173 | 0 | 43.91 | 27.522 | 0 | 16.388 | 0 | 0 | 16.388 | 0 | 0 | 0 | 0 | [74 empty] | 13 | 0
|  |  |  | 6.6976 | 66.9759 | 0 | 0 | 0 | 0 | 0 | 0 | 0.173 | 0 | 66.976 | 53.365 | 0 | 13.611 | 0 | 0 | 13.611 | 0 | 0 | 0 | 0 | [74 empty] | 12 | 0
|  |  |  | 6.7625 | 67.6247 | 0 | 0 | 0 | 0 | 0 | 0 | 0.173 | 0 | 67.625 | 31.344 | 0 | 36.28 | 0 | 0 | 36.28 | 0 | 0 | 0 | 0 | [74 empty] | 11 | 0
|  |  |  | 6.9801 | 69.8013 | 0 | 0 | 0 | 0 | 0 | 0 | 0.173 | 0 | 69.801 | 0 | 0 | 85.59 | 0 | 15.789 | 69.801 | 0 | 0 | 0 | 0 | [74 empty] | 10 | 0
|  |  |  | 7.0227 | 70.2268 | 0 | 0 | 0 | 0 | 0 | 0 | 0.173 | 0 | 70.227 | 0 | 0 | 98.706 | 0 | 28.479 | 70.227 | 0 | 0 | 0 | 0 | [74 empty] | 9 | 0
|  |  |  | 7.1275 | 71.2753 | 0 | 0 | 0 | 0 | 0 | 0 | 0.173 | 0 | 71.275 | 0 | 0 | 105.279 | 0 | 34.003 | 71.276 | 0 | 0 | 0 | 0 | [74 empty] | 8 | 0
|  |  |  | 7.1999 | 71.999 | 0 | 0 | 0 | 0 | 0 | 0 | 0.173 | 0 | 71.999 | 0 | 0 | 106.573 | 0 | 34.574 | 71.999 | 0 | 0 | 0 | 0 | [74 empty] | 7 | 0
|  |  |  | 7.3001 | 73.0012 | 0 | 0 | 0 | 0 | 0 | 0 | 0.173 | 0 | 73.001 | 0 | 0 | 102.996 | 0 | 29.994 | 73.002 | 0 | 0 | 0 | 0 | [74 empty] | 6 | 0
|  |  |  | 7.2183 | 72.1831 | 0 | 0 | 0 | 0 | 0 | 0 | 0.173 | 0 | 72.183 | 0 | 0 | 92.628 | 0 | 20.445 | 72.183 | 0 | 0 | 0 | 0 | [74 empty] | 5 | 0
|  |  |  | 7.1122 | 71.1218 | 0 | 0 | 0 | 0 | 0 | 0 | 0.173 | 0 | 71.122 | 0 | 0 | 77.854 | 0 | 6.732 | 71.122 | 0 | 0 | 0 | 0 | [74 empty] | 4 | 0
|  |  |  | 6.561 | 65.6104 | 0 | 0 | 0 | 0 | 0 | 0 | 0.173 | 0 | 65.61 | 10.048 | 0 | 55.562 | 0 | 0 | 55.562 | 0 | 0 | 0 | 0 | [74 empty] | 3 | 0
|  |  |  | 5.8929 | 58.9291 | 0 | 0 | 0 | 0 | 0 | 0 | 0.173 | 0 | 58.929 | 29.759 | 0 | 29.17 | 0 | 0 | 29.17 | 0 | 0 | 0 | 0 | [74 empty] | 2 | 0
|  |  |  | 5.9113 | 59.1133 | 0 | 0 | 0 | 0 | 0 | 0 | 0.173 | 0 | 59.113 | 52.744 | 0 | 6.369 | 0 | 0 | 6.369 | 0 | 0 | 0 | 0 | [74 empty] | 1 | 0
|  |  |  | 4.7006 | 47.0062 | 0 | 0 | 0 | 0 | 0 | 0 | 0.173 | 0 | 47.006 | 47.006 | 0 | 0 | 0 | 0 | 0 | 0 | 0 | 0 | 0 | [74 empty] | 0 | 0
|  |  |  | 1.8311 | 18.3105 | 0 | 0 | 0 | 0 | 0 | 0 | 0.173 | 0 | 18.311 | 18.311 | 0 | 0 | 0 | 0 | 0 | 0 | 0 | 0 | 0 | [74 empty] | 0 | 0
|  |  |  | 1.8316 | 18.3157 | 0 | 0 | 0 | 0 | 0 | 0 | 0.173 | 0 | 18.316 | 18.316 | 0 | 0 | 0 | 0 | 0 | 0 | 0 | 0 | 0 | [74 empty] | 0 | 0
|  |  |  | 1.8453 | 18.4525 | 0 | 0 | 0 | 0 | 0 | 0 | 0.173 | 0 | 18.452 | 18.452 | 0 | 0 | 0 | 0 | 0 | 0 | 0 | 0 | 0 | [74 empty] | 0 | 0
|  |  |  | 1.8319 | 18.319 | 0 | 0 | 0 | 0 | 0 | 0 | 0.173 | 0 | 18.319 | 18.319 | 0 | 0 | 0 | 0 | 0 | 0 | 0 | 0 | 0 | [74 empty] | 0 | 0
|  |  |  | 1.8317 | 18.3175 | 0 | 0 | 0 | 0 | 0 | 0 | 0.173 | 0 | 18.317 | 18.317 | 0 | 0 | 0 | 0 | 0 | 0 | 0 | 0 | 0 | [74 empty] | 0 | 0
|  |  |  | 1.8315 | 18.3147 | 0 | 0 | 0 | 0 | 0 | 0 | 0.173 | 0 | 18.315 | 18.315 | 0 | 0 | 0 | 0 | 0 | 0 | 0 | 0 | 0 | [74 empty] | 0 | 0
|  |  |  | 1.8313 | 18.3128 | 0 | 0 | 0 | 0 | 0 | 0 | 0.173 | 0 | 18.313 | 18.313 | 0 | 0 | 0 | 0 | 0 | 0 | 0 | 0 | 0 | [74 empty] | 0 | 0
|  |  |  | 1.8394 | 18.3941 | 0 | 0 | 0 | 0 | 0 | 0 | 0.173 | 0 | 18.394 | 18.394 | 0 | 0 | 0 | 0 | 0 | 0 | 0 | 0 | 0 | [74 empty] | 0 | 0
|  |  |  | 1.8388 | 18.3882 | 0 | 0 | 0 | 0 | 0 | 0 | 0.173 | 0 | 18.388 | 18.388 | 0 | 0 | 0 | 0 | 0 | 0 | 0 | 0 | 0 | [74 empty] | 0 | 0
|  |  |  | 1.4999 | 14.9986 | 0 | 0 | 0 | 0 | 0 | 0 | 0.173 | 0 | 14.999 | 12.541 | 0 | 2.457 | 0 | 0 | 2.457 | 0 | 0 | 0 | 0 | [74 empty] | 14 | 0
|  |  |  | 1.4979 | 14.9795 | 0 | 0 | 0 | 0 | 0 | 0 | 0.173 | 0 | 14.979 | 0 | 0 | 15.995 | 0 | 1.016 | 14.979 | 0 | 0 | 0 | 0 | [74 empty] | 13 | 0
|  |  |  | 1.4984 | 14.9842 | 0 | 0 | 0 | 0 | 0 | 0 | 0.173 | 0 | 14.984 | 0 | 0 | 29.286 | 0 | 14.302 | 14.984 | 0 | 0 | 0 | 0 | [74 empty] | 12 | 0
|  |  |  | 1.6261 | 16.2606 | 0 | 0 | 0 | 0 | 0 | 0 | 0.173 | 0 | 16.261 | 0 | 0 | 67.515 | 0 | 51.254 | 16.261 | 0 | 0 | 0 | 0 | [74 empty] | 11 | 0
|  |  |  | 2.3826 | 23.8263 | 0 | 0 | 0 | 0 | 0 | 0 | 0.173 | 0 | 23.826 | 0 | 0 | 86.259 | 0 | 62.432 | 23.827 | 0 | 0 | 0 | 0 | [74 empty] | 10 | 0
|  |  |  | 3.2503 | 32.5029 | 0 | 0 | 0 | 0 | 0 | 0 | 0.173 | 0 | 32.503 | 0 | 0 | 99.375 | 0 | 66.872 | 32.503 | 0 | 0 | 0 | 0 | [74 empty] | 9 | 0
|  |  |  | 2.984 | 29.8396 | 0 | 0 | 0 | 0 | 0 | 0 | 0.173 | 0 | 29.84 | 0 | 0 | 108.42 | 0 | 78.58 | 29.84 | 0 | 0 | 0 | 0 | [74 empty] | 8 | 0
|  |  |  | 3.2045 | 32.0449 | 0 | 0 | 0 | 0 | 0 | 0 | 0.173 | 0 | 32.045 | 0 | 0 | 110.077 | 0 | 78.032 | 32.045 | 0 | 0 | 0 | 0 | [74 empty] | 7 | 0
|  |  |  | 3.1709 | 31.7087 | 0 | 0 | 0 | 0 | 0 | 0 | 0.173 | 0 | 31.709 | 0 | 0 | 105.366 | 0 | 73.657 | 31.709 | 0 | 0 | 0 | 0 | [74 empty] | 6 | 0
|  |  |  | 3.5077 | 35.0771 | 0 | 0 | 0 | 0 | 0 | 0 | 0.173 | 0 | 35.077 | 0 | 0 | 95.216 | 0 | 60.139 | 35.077 | 0 | 0 | 0 | 0 | [74 empty] | 5 | 0
|  |  |  | 3.2794 | 32.794 | 0 | 0 | 0 | 0 | 0 | 0 | 0.173 | 0 | 32.794 | 0 | 0 | 78.276 | 0 | 45.482 | 32.794 | 0 | 0 | 0 | 0 | [74 empty] | 4 | 0
|  |  |  | 3.2601 | 32.601 | 0 | 0 | 0 | 0 | 0 | 0 | 0.173 | 0 | 32.601 | 0 | 0 | 56.376 | 0 | 23.775 | 32.601 | 0 | 0 | 0 | 0 | [74 empty] | 3 | 0
|  |  |  | 2.4983 | 24.9828 | 0 | 0 | 0 | 0 | 0 | 0 | 0.173 | 0 | 24.983 | 0 | 0 | 29.475 | 0 | 4.492 | 24.983 | 0 | 0 | 0 | 0 | [74 empty] | 2 | 0
|  |  |  | 1.9127 | 19.1266 | 0 | 0 | 0 | 0 | 0 | 0 | 0.173 | 0 | 19.127 | 13.019 | 0 | 6.107 | 0 | 0 | 6.107 | 0 | 0 | 0 | 0 | [74 empty] | 1 | 0
|  |  |  | 1.8425 | 18.425 | 0 | 0 | 0 | 0 | 0 | 0 | 0.173 | 0 | 18.425 | 18.425 | 0 | 0 | 0 | 0 | 0 | 0 | 0 | 0 | 0 | [74 empty] | 0 | 0
|  |  |  | 1.8377 | 18.3768 | 0 | 0 | 0 | 0 | 0 | 0 | 0.173 | 0 | 18.377 | 18.377 | 0 | 0 | 0 | 0 | 0 | 0 | 0 | 0 | 0 | [74 empty] | 0 | 0
|  |  |  | 1.8315 | 18.3153 | 0 | 0 | 0 | 0 | 0 | 0 | 0.173 | 0 | 18.315 | 18.315 | 0 | 0 | 0 | 0 | 0 | 0 | 0 | 0 | 0 | [74 empty] | 0 | 0
|  |  |  | 1.8442 | 18.4423 | 0 | 0 | 0 | 0 | 0 | 0 | 0.173 | 0 | 18.442 | 18.442 | 0 | 0 | 0 | 0 | 0 | 0 | 0 | 0 | 0 | [74 empty] | 0 | 0
|  |  |  | 1.8311 | 18.3111 | 0 | 0 | 0 | 0 | 0 | 0 | 0.173 | 0 | 18.311 | 18.311 | 0 | 0 | 0 | 0 | 0 | 0 | 0 | 0 | 0 | [74 empty] | 0 | 0
|  |  |  | 1.8309 | 18.309 | 0 | 0 | 0 | 0 | 0 | 0 | 0.173 | 0 | 18.309 | 18.309 | 0 | 0 | 0 | 0 | 0 | 0 | 0 | 0 | 0 | [74 empty] | 0 | 0
|  |  |  | 1.8308 | 18.3083 | 0 | 0 | 0 | 0 | 0 | 0 | 0.173 | 0 | 18.308 | 18.308 | 0 | 0 | 0 | 0 | 0 | 0 | 0 | 0 | 0 | [74 empty] | 0 | 0
|  |  |  | 1.8308 | 18.3075 | 0 | 0 | 0 | 0 | 0 | 0 | 0.173 | 0 | 18.308 | 18.308 | 0 | 0 | 0 | 0 | 0 | 0 | 0 | 0 | 0 | [74 empty] | 0 | 0
|  |  |  | 1.8387 | 18.3871 | 0 | 0 | 0 | 0 | 0 | 0 | 0.173 | 0 | 18.387 | 18.387 | 0 | 0 | 0 | 0 | 0 | 0 | 0 | 0 | 0 | [74 empty] | 0 | 0
|  |  |  | 1.8381 | 18.3814 | 0 | 0 | 0 | 0 | 0 | 0 | 0.173 | 0 | 18.381 | 18.381 | 0 | 0 | 0 | 0 | 0 | 0 | 0 | 0 | 0 | [74 empty] | 0 | 0
|  |  |  | 1.499 | 14.9903 | 0 | 0 | 0 | 0 | 0 | 0 | 0.173 | 0 | 14.99 | 14.307 | 0 | 0.683 | 0 | 0 | 0.683 | 0 | 0 | 0 | 0 | [74 empty] | 0 | 0
|  |  |  | 1.4972 | 14.9724 | 0 | 0 | 0 | 0 | 0 | 0 | 0.173 | 0 | 14.972 | 0 | 0 | 15.297 | 0 | 0.325 | 14.972 | 0 | 0 | 0 | 0 | [74 empty] | 13 | 0
|  |  |  | 1.498 | 14.9803 | 0 | 0 | 0 | 0 | 0 | 0 | 0.173 | 0 | 14.98 | 0 | 0 | 40.367 | 0 | 25.386 | 14.981 | 0 | 0 | 0 | 0 | [74 empty] | 12 | 0
|  |  |  | 1.8724 | 18.7243 | 0 | 0 | 0 | 0 | 0 | 0 | 0.173 | 0 | 18.724 | 0 | 0 | 63.153 | 0 | 44.428 | 18.725 | 0 | 0 | 0 | 0 | [74 empty] | 11 | 0
|  |  |  | 1.9774 | 19.7736 | 0 | 0 | 0 | 0 | 0 | 0 | 0.173 | 0 | 19.774 | 0 | 0 | 80.268 | 0 | 60.494 | 19.774 | 0 | 0 | 0 | 0 | [74 empty] | 10 | 0
|  |  |  | 2.8121 | 28.1211 | 0 | 0 | 0 | 0 | 0 | 0 | 0.173 | 0 | 28.121 | 0 | 0 | 94.634 | 0 | 66.513 | 28.121 | 0 | 0 | 0 | 0 | [74 empty] | 9 | 0
|  |  |  | 2.7788 | 27.788 | 0 | 0 | 0 | 0 | 0 | 0 | 0.173 | 0 | 27.788 | 0 | 0 | 101.047 | 0 | 73.259 | 27.788 | 0 | 0 | 0 | 0 | [74 empty] | 8 | 0
|  |  |  | 3.2258 | 32.2584 | 0 | 0 | 0 | 0 | 0 | 0 | 0.173 | 0 | 32.258 | 0 | 0 | 105.424 | 0 | 73.166 | 32.258 | 0 | 0 | 0 | 0 | [74 empty] | 7 | 0
|  |  |  | 2.9558 | 29.5579 | 0 | 0 | 0 | 0 | 0 | 0 | 0.173 | 0 | 29.558 | 0 | 0 | 101.018 | 0 | 71.46 | 29.558 | 0 | 0 | 0 | 0 | [74 empty] | 6 | 0
|  |  |  | 3.2807 | 32.8073 | 0 | 0 | 0 | 0 | 0 | 0 | 0.173 | 0 | 32.807 | 0 | 0 | 92.802 | 0 | 59.995 | 32.807 | 0 | 0 | 0 | 0 | [74 empty] | 5 | 0
|  |  |  | 2.9782 | 29.782 | 0 | 0 | 0 | 0 | 0 | 0 | 0.173 | 0 | 29.782 | 0 | 0 | 76.676 | 0 | 46.894 | 29.782 | 0 | 0 | 0 | 0 | [74 empty] | 4 | 0
|  |  |  | 3.1485 | 31.4849 | 0 | 0 | 0 | 0 | 0 | 0 | 0.173 | 0 | 31.485 | 0 | 0 | 55.402 | 0 | 23.917 | 31.485 | 0 | 0 | 0 | 0 | [74 empty] | 3 | 0
|  |  |  | 2.3215 | 23.2153 | 0 | 0 | 0 | 0 | 0 | 0 | 0.173 | 0 | 23.215 | 0 | 0 | 28.734 | 0 | 5.518 | 23.216 | 0 | 0 | 0 | 0 | [74 empty] | 2 | 0
|  |  |  | 1.5601 | 15.6008 | 0 | 0 | 0 | 0 | 0 | 0 | 0.173 | 0 | 15.601 | 9.77 | 0 | 5.831 | 0 | 0 | 5.831 | 0 | 0 | 0 | 0 | [74 empty] | 1 | 0
|  |  |  | 1.8417 | 18.4175 | 0 | 0 | 0 | 0 | 0 | 0 | 0.173 | 0 | 18.418 | 18.418 | 0 | 0 | 0 | 0 | 0 | 0 | 0 | 0 | 0 | [74 empty] | 0 | 0
|  |  |  | 1.837 | 18.3699 | 0 | 0 | 0 | 0 | 0 | 0 | 0.173 | 0 | 18.37 | 18.37 | 0 | 0 | 0 | 0 | 0 | 0 | 0 | 0 | 0 | [74 empty] | 0 | 0
|  |  |  | 1.831 | 18.3098 | 0 | 0 | 0 | 0 | 0 | 0 | 0.173 | 0 | 18.31 | 18.31 | 0 | 0 | 0 | 0 | 0 | 0 | 0 | 0 | 0 | [74 empty] | 0 | 0
|  |  |  | 1.8438 | 18.4377 | 0 | 0 | 0 | 0 | 0 | 0 | 0.173 | 0 | 18.438 | 18.438 | 0 | 0 | 0 | 0 | 0 | 0 | 0 | 0 | 0 | [74 empty] | 0 | 0
|  |  |  | 1.8307 | 18.3071 | 0 | 0 | 0 | 0 | 0 | 0 | 0.173 | 0 | 18.307 | 18.307 | 0 | 0 | 0 | 0 | 0 | 0 | 0 | 0 | 0 | [74 empty] | 0 | 0
|  |  |  | 1.8305 | 18.3048 | 0 | 0 | 0 | 0 | 0 | 0 | 0.173 | 0 | 18.305 | 18.305 | 0 | 0 | 0 | 0 | 0 | 0 | 0 | 0 | 0 | [74 empty] | 0 | 0
|  |  |  | 1.8305 | 18.3046 | 0 | 0 | 0 | 0 | 0 | 0 | 0.173 | 0 | 18.305 | 18.305 | 0 | 0 | 0 | 0 | 0 | 0 | 0 | 0 | 0 | [74 empty] | 0 | 0
|  |  |  | 1.8305 | 18.3053 | 0 | 0 | 0 | 0 | 0 | 0 | 0.173 | 0 | 18.305 | 18.305 | 0 | 0 | 0 | 0 | 0 | 0 | 0 | 0 | 0 | [74 empty] | 0 | 0
|  |  |  | 1.8384 | 18.3844 | 0 | 0 | 0 | 0 | 0 | 0 | 0.173 | 0 | 18.384 | 18.384 | 0 | 0 | 0 | 0 | 0 | 0 | 0 | 0 | 0 | [74 empty] | 0 | 0
|  |  |  | 1.8379 | 18.3789 | 0 | 0 | 0 | 0 | 0 | 0 | 0.173 | 0 | 18.379 | 18.379 | 0 | 0 | 0 | 0 | 0 | 0 | 0 | 0 | 0 | [74 empty] | 0 | 0
|  |  |  | 4.067 | 40.6701 | 0 | 0 | 0 | 0 | 0 | 0 | 0.173 | 0 | 40.67 | 39.885 | 0 | 0.785 | 0 | 0 | 0.785 | 0 | 0 | 0 | 0 | [74 empty] | 0 | 0
|  |  |  | 4.1388 | 41.3879 | 0 | 0 | 0 | 0 | 0 | 0 | 0.173 | 0 | 41.388 | 25.683 | 0 | 15.705 | 0 | 0 | 15.705 | 0 | 0 | 0 | 0 | [74 empty] | 13 | 0
|  |  |  | 6.3453 | 63.4535 | 0 | 0 | 0 | 0 | 0 | 0 | 0.173 | 0 | 63.454 | 33.135 | 0 | 30.319 | 0 | 0 | 30.319 | 0 | 0 | 0 | 0 | [74 empty] | 12 | 0
|  |  |  | 6.6588 | 66.588 | 0 | 0 | 0 | 0 | 0 | 0 | 0.173 | 0 | 66.588 | 0.367 | 0 | 66.221 | 0 | 0 | 66.221 | 0 | 0 | 0 | 0 | [74 empty] | 11 | 0
|  |  |  | 7.2517 | 72.5173 | 0 | 0 | 0 | 0 | 0 | 0 | 0.173 | 0 | 72.517 | 0 | 0 | 84.136 | 0 | 11.618 | 72.518 | 0 | 0 | 0 | 0 | [74 empty] | 10 | 0
|  |  |  | 7.7641 | 77.6414 | 0 | 0 | 0 | 0 | 0 | 0 | 0.173 | 0 | 77.641 | 0 | 0 | 99.026 | 0 | 21.385 | 77.641 | 0 | 0 | 0 | 0 | [74 empty] | 9 | 0
|  |  |  | 8.137 | 81.3702 | 0 | 0 | 0 | 0 | 0 | 0 | 0.173 | 0 | 81.37 | 0 | 0 | 105.846 | 0 | 24.476 | 81.37 | 0 | 0 | 0 | 0 | [74 empty] | 8 | 0
|  |  |  | 8.3377 | 83.3769 | 0 | 0 | 0 | 0 | 0 | 0 | 0.173 | 0 | 83.377 | 0 | 0 | 107.314 | 0 | 23.938 | 83.376 | 0 | 0 | 0 | 0 | [74 empty] | 7 | 0
|  |  |  | 8.5868 | 85.8676 | 0 | 0 | 0 | 0 | 0 | 0 | 0.173 | 0 | 85.868 | 0 | 0 | 104.363 | 0 | 18.495 | 85.868 | 0 | 0 | 0 | 0 | [74 empty] | 6 | 0
|  |  |  | 8.5208 | 85.2082 | 0 | 0 | 0 | 0 | 0 | 0 | 0.173 | 0 | 85.208 | 0 | 0 | 94.678 | 0 | 9.47 | 85.208 | 0 | 0 | 0 | 0 | [74 empty] | 5 | 0
|  |  |  | 8.2553 | 82.5527 | 0 | 0 | 0 | 0 | 0 | 0 | 0.173 | 0 | 82.553 | 4.553 | 0 | 77.999 | 0 | 0 | 77.999 | 0 | 0 | 0 | 0 | [74 empty] | 4 | 0
|  |  |  | 7.2808 | 72.8081 | 0 | 0 | 0 | 0 | 0 | 0 | 0.173 | 0 | 72.808 | 21.797 | 0 | 51.011 | 0 | 0 | 51.011 | 0 | 0 | 0 | 0 | [74 empty] | 3 | 0
|  |  |  | 5.9587 | 59.5866 | 0 | 0 | 0 | 0 | 0 | 0 | 0.173 | 0 | 59.587 | 33.092 | 0 | 26.494 | 0 | 0 | 26.494 | 0 | 0 | 0 | 0 | [74 empty] | 2 | 0
|  |  |  | 5.8065 | 58.0655 | 0 | 0 | 0 | 0 | 0 | 0 | 0.173 | 0 | 58.066 | 51.958 | 0 | 6.107 | 0 | 0 | 6.107 | 0 | 0 | 0 | 0 | [74 empty] | 1 | 0
|  |  |  | 4.4301 | 44.301 | 0 | 0 | 0 | 0 | 0 | 0 | 0.173 | 0 | 44.301 | 44.301 | 0 | 0 | 0 | 0 | 0 | 0 | 0 | 0 | 0 | [74 empty] | 0 | 0
|  |  |  | 1.8353 | 18.3528 | 0 | 0 | 0 | 0 | 0 | 0 | 0.173 | 0 | 18.353 | 18.353 | 0 | 0 | 0 | 0 | 0 | 0 | 0 | 0 | 0 | [74 empty] | 0 | 0
|  |  |  | 1.8301 | 18.3011 | 0 | 0 | 0 | 0 | 0 | 0 | 0.173 | 0 | 18.301 | 18.301 | 0 | 0 | 0 | 0 | 0 | 0 | 0 | 0 | 0 | [74 empty] | 0 | 0
|  |  |  | 1.8439 | 18.4388 | 0 | 0 | 0 | 0 | 0 | 0 | 0.173 | 0 | 18.439 | 18.439 | 0 | 0 | 0 | 0 | 0 | 0 | 0 | 0 | 0 | [74 empty] | 0 | 0
|  |  |  | 1.8301 | 18.3015 | 0 | 0 | 0 | 0 | 0 | 0 | 0.173 | 0 | 18.301 | 18.301 | 0 | 0 | 0 | 0 | 0 | 0 | 0 | 0 | 0 | [74 empty] | 0 | 0
|  |  |  | 1.83 | 18.2999 | 0 | 0 | 0 | 0 | 0 | 0 | 0.173 | 0 | 18.3 | 18.3 | 0 | 0 | 0 | 0 | 0 | 0 | 0 | 0 | 0 | [74 empty] | 0 | 0
|  |  |  | 1.8298 | 18.2978 | 0 | 0 | 0 | 0 | 0 | 0 | 0.173 | 0 | 18.298 | 18.298 | 0 | 0 | 0 | 0 | 0 | 0 | 0 | 0 | 0 | [74 empty] | 0 | 0
|  |  |  | 1.8295 | 18.295 | 0 | 0 | 0 | 0 | 0 | 0 | 0.173 | 0 | 18.295 | 18.295 | 0 | 0 | 0 | 0 | 0 | 0 | 0 | 0 | 0 | [74 empty] | 0 | 0
|  |  |  | 1.867 | 18.6695 | 0 | 0 | 0 | 0 | 0 | 0 | 0.173 | 0 | 18.669 | 18.669 | 0 | 0 | 0 | 0 | 0 | 0 | 0 | 0 | 0 | [74 empty] | 0 | 0
|  |  |  | 1.8608 | 18.6081 | 0 | 0 | 0 | 0 | 0 | 0 | 0.173 | 0 | 18.608 | 18.608 | 0 | 0 | 0 | 0 | 0 | 0 | 0 | 0 | 0 | [74 empty] | 0 | 0
|  |  |  | 3.3842 | 33.8421 | 0 | 0 | 0 | 0 | 0 | 0 | 0.173 | 0 | 33.842 | 33.159 | 0 | 0.683 | 0 | 0 | 0.683 | 0 | 0 | 0 | 0 | [74 empty] | 0 | 0
|  |  |  | 3.7731 | 37.7313 | 0 | 0 | 0 | 0 | 0 | 0 | 0.173 | 0 | 37.731 | 22.754 | 0 | 14.977 | 0 | 0 | 14.977 | 0 | 0 | 0 | 0 | [74 empty] | 13 | 0
|  |  |  | 6.4309 | 64.3094 | 0 | 0 | 0 | 0 | 0 | 0 | 0.173 | 0 | 64.309 | 48.445 | 0 | 15.865 | 0 | 0 | 15.865 | 0 | 0 | 0 | 0 | [74 empty] | 12 | 0
|  |  |  | 7.4851 | 74.8513 | 0 | 0 | 0 | 0 | 0 | 0 | 0.173 | 0 | 74.851 | 36.317 | 0 | 38.534 | 0 | 0 | 38.534 | 0 | 0 | 0 | 0 | [74 empty] | 11 | 0
|  |  |  | 8.2001 | 82.0009 | 0 | 0 | 0 | 0 | 0 | 0 | 0.173 | 0 | 82.001 | 0.701 | 0 | 81.3 | 0 | 0 | 81.3 | 0 | 0 | 0 | 0 | [74 empty] | 10 | 0
|  |  |  | 8.4452 | 84.4524 | 0 | 0 | 0 | 0 | 0 | 0 | 0.173 | 0 | 84.452 | 0 | 0 | 93.689 | 0 | 9.237 | 84.452 | 0 | 0 | 0 | 0 | [74 empty] | 9 | 0
|  |  |  | 8.4587 | 84.587 | 0 | 0 | 0 | 0 | 0 | 0 | 0.173 | 0 | 84.587 | 0 | 0 | 100.625 | 0 | 16.039 | 84.586 | 0 | 0 | 0 | 0 | [74 empty] | 8 | 0
|  |  |  | 8.2579 | 82.5796 | 0 | 0 | 0 | 0 | 0 | 0 | 0.173 | 0 | 82.58 | 0 | 0 | 103.766 | 0 | 21.187 | 82.579 | 0 | 0 | 0 | 0 | [74 empty] | 7 | 0
|  |  |  | 8.3203 | 83.2034 | 0 | 0 | 0 | 0 | 0 | 0 | 0.173 | 0 | 83.203 | 0 | 0 | 99.768 | 0 | 16.564 | 83.204 | 0 | 0 | 0 | 0 | [74 empty] | 6 | 0
|  |  |  | 8.0598 | 80.5984 | 0 | 0 | 0 | 0 | 0 | 0 | 0.173 | 0 | 80.598 | 0 | 0 | 90.272 | 0 | 9.674 | 80.598 | 0 | 0 | 0 | 0 | [74 empty] | 5 | 0
|  |  |  | 7.5583 | 75.5827 | 0 | 0 | 0 | 0 | 0 | 0 | 0.173 | 0 | 75.583 | 2.557 | 0 | 73.026 | 0 | 0 | 73.026 | 0 | 0 | 0 | 0 | [74 empty] | 4 | 0
|  |  |  | 6.3587 | 63.5872 | 0 | 0 | 0 | 0 | 0 | 0 | 0.173 | 0 | 63.587 | 11.704 | 0 | 51.883 | 0 | 0 | 51.883 | 0 | 0 | 0 | 0 | [74 empty] | 3 | 0
|  |  |  | 5.4859 | 54.859 | 0 | 0 | 0 | 0 | 0 | 0 | 0.173 | 0 | 54.859 | 28.059 | 0 | 26.8 | 0 | 0 | 26.8 | 0 | 0 | 0 | 0 | [74 empty] | 2 | 0
|  |  |  | 5.439 | 54.3901 | 0 | 0 | 0 | 0 | 0 | 0 | 0.173 | 0 | 54.39 | 48.661 | 0 | 5.729 | 0 | 0 | 5.729 | 0 | 0 | 0 | 0 | [74 empty] | 1 | 0
|  |  |  | 4.0437 | 40.4367 | 0 | 0 | 0 | 0 | 0 | 0 | 0.173 | 0 | 40.437 | 40.437 | 0 | 0 | 0 | 0 | 0 | 0 | 0 | 0 | 0 | [74 empty] | 0 | 0
|  |  |  | 1.8286 | 18.2862 | 0 | 0 | 0 | 0 | 0 | 0 | 0.173 | 0 | 18.286 | 18.286 | 0 | 0 | 0 | 0 | 0 | 0 | 0 | 0 | 0 | [74 empty] | 0 | 0
|  |  |  | 1.8294 | 18.2941 | 0 | 0 | 0 | 0 | 0 | 0 | 0.173 | 0 | 18.294 | 18.294 | 0 | 0 | 0 | 0 | 0 | 0 | 0 | 0 | 0 | [74 empty] | 0 | 0
|  |  |  | 1.8435 | 18.435 | 0 | 0 | 0 | 0 | 0 | 0 | 0.173 | 0 | 18.435 | 18.435 | 0 | 0 | 0 | 0 | 0 | 0 | 0 | 0 | 0 | [74 empty] | 0 | 0
|  |  |  | 1.8296 | 18.2962 | 0 | 0 | 0 | 0 | 0 | 0 | 0.173 | 0 | 18.296 | 18.296 | 0 | 0 | 0 | 0 | 0 | 0 | 0 | 0 | 0 | [74 empty] | 0 | 0
|  |  |  | 1.8295 | 18.295 | 0 | 0 | 0 | 0 | 0 | 0 | 0.173 | 0 | 18.295 | 18.295 | 0 | 0 | 0 | 0 | 0 | 0 | 0 | 0 | 0 | [74 empty] | 0 | 0
|  |  |  | 1.8295 | 18.2947 | 0 | 0 | 0 | 0 | 0 | 0 | 0.173 | 0 | 18.295 | 18.295 | 0 | 0 | 0 | 0 | 0 | 0 | 0 | 0 | 0 | [74 empty] | 0 | 0
|  |  |  | 1.8294 | 18.2943 | 0 | 0 | 0 | 0 | 0 | 0 | 0.173 | 0 | 18.294 | 18.294 | 0 | 0 | 0 | 0 | 0 | 0 | 0 | 0 | 0 | [74 empty] | 0 | 0
|  |  |  | 1.8369 | 18.3688 | 0 | 0 | 0 | 0 | 0 | 0 | 0.173 | 0 | 18.369 | 18.369 | 0 | 0 | 0 | 0 | 0 | 0 | 0 | 0 | 0 | [74 empty] | 0 | 0
|  |  |  | 1.8362 | 18.362 | 0 | 0 | 0 | 0 | 0 | 0 | 0.173 | 0 | 18.362 | 18.362 | 0 | 0 | 0 | 0 | 0 | 0 | 0 | 0 | 0 | [74 empty] | 0 | 0
|  |  |  | 3.6901 | 36.9013 | 0 | 0 | 0 | 0 | 0 | 0 | 0.173 | 0 | 36.901 | 35.069 | 0 | 1.832 | 0 | 0 | 1.832 | 0 | 0 | 0 | 0 | [74 empty] | 0 | 0
|  |  |  | 3.9115 | 39.1153 | 0 | 0 | 0 | 0 | 0 | 0 | 0.173 | 0 | 39.115 | 23.876 | 0 | 15.239 | 0 | 0 | 15.239 | 0 | 0 | 0 | 0 | [74 empty] | 12 | 0
|  |  |  | 6.4952 | 64.952 | 0 | 0 | 0 | 0 | 0 | 0 | 0.173 | 0 | 64.952 | 54.773 | 0 | 10.179 | 0 | 0 | 10.179 | 0 | 0 | 0 | 0 | [74 empty] | 11 | 0
|  |  |  | 7.1873 | 71.8726 | 0 | 0 | 0 | 0 | 0 | 0 | 0.173 | 0 | 71.873 | 44.113 | 0 | 27.759 | 0 | 0 | 27.759 | 0 | 0 | 0 | 0 | [74 empty] | 10 | 0
|  |  |  | 8.1187 | 81.1871 | 0 | 0 | 0 | 0 | 0 | 0 | 0.173 | 0 | 81.187 | 38.072 | 0 | 43.115 | 0 | 0 | 43.115 | 0 | 0 | 0 | 0 | [74 empty] | 9 | 0
|  |  |  | 8.3526 | 83.5256 | 0 | 0 | 0 | 0 | 0 | 0 | 0.173 | 0 | 83.526 | 0 | 0 | 98.997 | 0 | 15.471 | 83.526 | 0 | 0 | 0 | 0 | [74 empty] | 8 | 0
|  |  |  | 8.4091 | 84.0906 | 0 | 0 | 0 | 0 | 0 | 0 | 0.173 | 0 | 84.091 | 0 | 0 | 98.313 | 0 | 14.223 | 84.09 | 0 | 0 | 0 | 0 | [74 empty] | 7 | 0
|  |  |  | 8.5207 | 85.2067 | 0 | 0 | 0 | 0 | 0 | 0 | 0.173 | 0 | 85.207 | 0 | 0 | 108.42 | 0 | 23.213 | 85.207 | 0 | 0 | 0 | 0 | [74 empty] | 6 | 0
|  |  |  | 8.3777 | 83.7774 | 0 | 0 | 0 | 0 | 0 | 0 | 0.173 | 0 | 83.777 | 0 | 0 | 103.65 | 0 | 19.873 | 83.777 | 0 | 0 | 0 | 0 | [74 empty] | 5 | 0
|  |  |  | 7.6204 | 76.2042 | 0 | 0 | 0 | 0 | 0 | 0 | 0.173 | 0 | 76.204 | 0 | 0 | 93.166 | 0 | 16.962 | 76.204 | 0 | 0 | 0 | 0 | [74 empty] | 4 | 0
|  |  |  | 7.0968 | 70.9683 | 0 | 0 | 0 | 0 | 0 | 0 | 0.173 | 0 | 70.968 | 0 | 0 | 77.01 | 0 | 6.042 | 70.968 | 0 | 0 | 0 | 0 | [74 empty] | 3 | 0
|  |  |  | 6.3924 | 63.924 | 0 | 0 | 0 | 0 | 0 | 0 | 0.173 | 0 | 63.924 | 9.293 | 0 | 54.631 | 0 | 0 | 54.631 | 0 | 0 | 0 | 0 | [74 empty] | 2 | 0
|  |  |  | 5.8057 | 58.0575 | 0 | 0 | 0 | 0 | 0 | 0 | 0.173 | 0 | 58.058 | 30.037 | 0 | 28.021 | 0 | 0 | 28.021 | 0 | 0 | 0 | 0 | [74 empty] | 1 | 0
|  |  |  | 5.7414 | 57.4144 | 0 | 0 | 0 | 0 | 0 | 0 | 0.173 | 0 | 57.414 | 51.947 | 0 | 5.468 | 0 | 0 | 5.468 | 0 | 0 | 0 | 0 | [74 empty] | 0 | 0
|  |  |  | 4.3929 | 43.9285 | 0 | 0 | 0 | 0 | 0 | 0 | 0.173 | 0 | 43.929 | 43.929 | 0 | 0 | 0 | 0 | 0 | 0 | 0 | 0 | 0 | [74 empty] | 0 | 0
|  |  |  | 1.8348 | 18.3477 | 0 | 0 | 0 | 0 | 0 | 0 | 0.173 | 0 | 18.348 | 18.348 | 0 | 0 | 0 | 0 | 0 | 0 | 0 | 0 | 0 | [74 empty] | 0 | 0
|  |  |  | 1.8299 | 18.2991 | 0 | 0 | 0 | 0 | 0 | 0 | 0.173 | 0 | 18.299 | 18.299 | 0 | 0 | 0 | 0 | 0 | 0 | 0 | 0 | 0 | [74 empty] | 0 | 0
|  |  |  | 1.8436 | 18.436 | 0 | 0 | 0 | 0 | 0 | 0 | 0.173 | 0 | 18.436 | 18.436 | 0 | 0 | 0 | 0 | 0 | 0 | 0 | 0 | 0 | [74 empty] | 0 | 0
|  |  |  | 1.8299 | 18.2993 | 0 | 0 | 0 | 0 | 0 | 0 | 0.173 | 0 | 18.299 | 18.299 | 0 | 0 | 0 | 0 | 0 | 0 | 0 | 0 | 0 | [74 empty] | 0 | 0
|  |  |  | 1.8301 | 18.3007 | 0 | 0 | 0 | 0 | 0 | 0 | 0.173 | 0 | 18.301 | 18.301 | 0 | 0 | 0 | 0 | 0 | 0 | 0 | 0 | 0 | [74 empty] | 0 | 0
|  |  |  | 1.8302 | 18.3016 | 0 | 0 | 0 | 0 | 0 | 0 | 0.173 | 0 | 18.302 | 18.302 | 0 | 0 | 0 | 0 | 0 | 0 | 0 | 0 | 0 | [74 empty] | 0 | 0
|  |  |  | 1.8301 | 18.3013 | 0 | 0 | 0 | 0 | 0 | 0 | 0.173 | 0 | 18.301 | 18.301 | 0 | 0 | 0 | 0 | 0 | 0 | 0 | 0 | 0 | [74 empty] | 0 | 0
|  |  |  | 1.8379 | 18.3793 | 0 | 0 | 0 | 0 | 0 | 0 | 0.173 | 0 | 18.379 | 18.379 | 0 | 0 | 0 | 0 | 0 | 0 | 0 | 0 | 0 | [74 empty] | 0 | 0
|  |  |  | 1.8374 | 18.3736 | 0 | 0 | 0 | 0 | 0 | 0 | 0.173 | 0 | 18.374 | 18.374 | 0 | 0 | 0 | 0 | 0 | 0 | 0 | 0 | 0 | [74 empty] | 0 | 0
|  |  |  | 3.9661 | 39.661 | 0 | 0 | 0 | 0 | 0 | 0 | 0.173 | 0 | 39.661 | 37.945 | 0 | 1.716 | 0 | 0 | 1.716 | 0 | 0 | 0 | 0 | [74 empty] | 0 | 0
|  |  |  | 3.9059 | 39.0585 | 0 | 0 | 0 | 0 | 0 | 0 | 0.173 | 0 | 39.058 | 29.883 | 0 | 9.176 | 0 | 0 | 9.176 | 0 | 0 | 0 | 0 | [74 empty] | 12 | 0
|  |  |  | 6.2564 | 62.5636 | 0 | 0 | 0 | 0 | 0 | 0 | 0.173 | 0 | 62.564 | 36.346 | 0 | 26.218 | 0 | 0 | 26.218 | 0 | 0 | 0 | 0 | [74 empty] | 11 | 0
|  |  |  | 6.8152 | 68.1515 | 0 | 0 | 0 | 0 | 0 | 0 | 0.173 | 0 | 68.151 | 1.058 | 0 | 67.093 | 0 | 0 | 67.093 | 0 | 0 | 0 | 0 | [74 empty] | 10 | 0
|  |  |  | 7.4434 | 74.4343 | 0 | 0 | 0 | 0 | 0 | 0 | 0.173 | 0 | 74.434 | 0 | 0 | 86.302 | 0 | 11.868 | 74.434 | 0 | 0 | 0 | 0 | [74 empty] | 9 | 0
|  |  |  | 7.631 | 76.3101 | 0 | 0 | 0 | 0 | 0 | 0 | 0.173 | 0 | 76.31 | 0 | 0 | 98.997 | 0 | 22.687 | 76.31 | 0 | 0 | 0 | 0 | [74 empty] | 8 | 0
|  |  |  | 7.8028 | 78.0277 | 0 | 0 | 0 | 0 | 0 | 0 | 0.173 | 0 | 78.028 | 0 | 0 | 107.751 | 0 | 29.723 | 78.028 | 0 | 0 | 0 | 0 | [74 empty] | 7 | 0
|  |  |  | 7.9001 | 79.0012 | 0 | 0 | 0 | 0 | 0 | 0 | 0.173 | 0 | 79.001 | 0 | 0 | 109.307 | 0 | 30.305 | 79.002 | 0 | 0 | 0 | 0 | [74 empty] | 6 | 0
|  |  |  | 8.0731 | 80.7306 | 0 | 0 | 0 | 0 | 0 | 0 | 0.173 | 0 | 80.731 | 0 | 0 | 104.973 | 0 | 24.243 | 80.73 | 0 | 0 | 0 | 0 | [74 empty] | 5 | 0
|  |  |  | 7.8676 | 78.6758 | 0 | 0 | 0 | 0 | 0 | 0 | 0.173 | 0 | 78.676 | 0 | 0 | 94.722 | 0 | 16.046 | 78.676 | 0 | 0 | 0 | 0 | [74 empty] | 4 | 0
|  |  |  | 6.9794 | 69.7937 | 0 | 0 | 0 | 0 | 0 | 0 | 0.173 | 0 | 69.794 | 0 | 0 | 77.767 | 0 | 7.973 | 69.794 | 0 | 0 | 0 | 0 | [74 empty] | 3 | 0
|  |  |  | 5.7376 | 57.3763 | 0 | 0 | 0 | 0 | 0 | 0 | 0.173 | 0 | 57.376 | 2.236 | 0 | 55.14 | 0 | 0 | 55.14 | 0 | 0 | 0 | 0 | [74 empty] | 2 | 0
|  |  |  | 5.468 | 54.6796 | 0 | 0 | 0 | 0 | 0 | 0 | 0.173 | 0 | 54.68 | 26.382 | 0 | 28.297 | 0 | 0 | 28.297 | 0 | 0 | 0 | 0 | [74 empty] | 1 | 0
|  |  |  | 5.3135 | 53.1348 | 0 | 0 | 0 | 0 | 0 | 0 | 0.173 | 0 | 53.135 | 48.002 | 0 | 5.133 | 0 | 0 | 5.133 | 0 | 0 | 0 | 0 | [74 empty] | 0 | 0
|  |  |  | 3.8618 | 38.6177 | 0 | 0 | 0 | 0 | 0 | 0 | 0.173 | 0 | 38.618 | 38.618 | 0 | 0 | 0 | 0 | 0 | 0 | 0 | 0 | 0 | [74 empty] | 0 | 0
|  |  |  | 1.833 | 18.3301 | 0 | 0 | 0 | 0 | 0 | 0 | 0.173 | 0 | 18.33 | 18.33 | 0 | 0 | 0 | 0 | 0 | 0 | 0 | 0 | 0 | [74 empty] | 0 | 0
|  |  |  | 1.8284 | 18.284 | 0 | 0 | 0 | 0 | 0 | 0 | 0.173 | 0 | 18.284 | 18.284 | 0 | 0 | 0 | 0 | 0 | 0 | 0 | 0 | 0 | [74 empty] | 0 | 0
|  |  |  | 1.8425 | 18.4251 | 0 | 0 | 0 | 0 | 0 | 0 | 0.173 | 0 | 18.425 | 18.425 | 0 | 0 | 0 | 0 | 0 | 0 | 0 | 0 | 0 | [74 empty] | 0 | 0
|  |  |  | 1.8289 | 18.2894 | 0 | 0 | 0 | 0 | 0 | 0 | 0.173 | 0 | 18.289 | 18.289 | 0 | 0 | 0 | 0 | 0 | 0 | 0 | 0 | 0 | [74 empty] | 0 | 0
|  |  |  | 1.8292 | 18.2924 | 0 | 0 | 0 | 0 | 0 | 0 | 0.173 | 0 | 18.292 | 18.292 | 0 | 0 | 0 | 0 | 0 | 0 | 0 | 0 | 0 | [74 empty] | 0 | 0
|  |  |  | 1.8293 | 18.2934 | 0 | 0 | 0 | 0 | 0 | 0 | 0.173 | 0 | 18.293 | 18.293 | 0 | 0 | 0 | 0 | 0 | 0 | 0 | 0 | 0 | [74 empty] | 0 | 0
|  |  |  | 1.8293 | 18.2931 | 0 | 0 | 0 | 0 | 0 | 0 | 0.173 | 0 | 18.293 | 18.293 | 0 | 0 | 0 | 0 | 0 | 0 | 0 | 0 | 0 | [74 empty] | 0 | 0
|  |  |  | 1.8673 | 18.6727 | 0 | 0 | 0 | 0 | 0 | 0 | 0.173 | 0 | 18.673 | 18.673 | 0 | 0 | 0 | 0 | 0 | 0 | 0 | 0 | 0 | [74 empty] | 0 | 0
|  |  |  | 1.8619 | 18.6188 | 0 | 0 | 0 | 0 | 0 | 0 | 0.173 | 0 | 18.619 | 18.619 | 0 | 0 | 0 | 0 | 0 | 0 | 0 | 0 | 0 | [74 empty] | 0 | 0
|  |  |  | 3.7466 | 37.4658 | 0 | 0 | 0 | 0 | 0 | 0 | 0.173 | 0 | 37.466 | 36.928 | 0 | 0.538 | 0 | 0 | 0.538 | 0 | 0 | 0 | 0 | [74 empty] | 0 | 0
|  |  |  | 3.6573 | 36.5731 | 0 | 0 | 0 | 0 | 0 | 0 | 0.173 | 0 | 36.573 | 21.857 | 0 | 14.716 | 0 | 0 | 14.716 | 0 | 0 | 0 | 0 | [74 empty] | 12 | 0
|  |  |  | 5.9562 | 59.5618 | 0 | 0 | 0 | 0 | 0 | 0 | 0.173 | 0 | 59.562 | 18.715 | 0 | 40.846 | 0 | 0 | 40.846 | 0 | 0 | 0 | 0 | [74 empty] | 11 | 0
|  |  |  | 6.3664 | 63.6636 | 0 | 0 | 0 | 0 | 0 | 0 | 0.173 | 0 | 63.664 | 12.406 | 0 | 51.258 | 0 | 0 | 51.258 | 0 | 0 | 0 | 0 | [74 empty] | 10 | 0
|  |  |  | 6.9595 | 69.5951 | 0 | 0 | 0 | 0 | 0 | 0 | 0.173 | 0 | 69.595 | 2.458 | 0 | 67.137 | 0 | 0 | 67.137 | 0 | 0 | 0 | 0 | [74 empty] | 9 | 0
|  |  |  | 7.2975 | 72.9753 | 0 | 0 | 0 | 0 | 0 | 0 | 0.173 | 0 | 72.975 | 29.846 | 0 | 43.129 | 0 | 0 | 43.129 | 0 | 0 | 0 | 0 | [74 empty] | 8 | 0
|  |  |  | 7.5641 | 75.6407 | 0 | 0 | 0 | 0 | 0 | 0 | 0.173 | 0 | 75.641 | 37.005 | 0 | 38.636 | 0 | 0 | 38.636 | 0 | 0 | 0 | 0 | [74 empty] | 7 | 0
|  |  |  | 7.6358 | 76.3581 | 0 | 0 | 0 | 0 | 0 | 0 | 0.173 | 0 | 76.358 | 0 | 0 | 85.226 | 0 | 8.868 | 76.358 | 0 | 0 | 0 | 0 | [74 empty] | 6 | 0
|  |  |  | 7.6019 | 76.0193 | 0 | 0 | 0 | 0 | 0 | 0 | 0.173 | 0 | 76.019 | 35.566 | 0 | 40.454 | 0 | 0 | 40.454 | 0 | 0 | 0 | 0 | [74 empty] | 5 | 0
|  |  |  | 7.3222 | 73.2221 | 0 | 0 | 0 | 0 | 0 | 0 | 0.173 | 0 | 73.222 | 25.934 | 0 | 47.288 | 0 | 0 | 47.288 | 0 | 0 | 0 | 0 | [74 empty] | 4 | 0
|  |  |  | 7.1205 | 71.2054 | 0 | 0 | 0 | 0 | 0 | 0 | 0.173 | 0 | 71.205 | 27.378 | 0 | 43.827 | 0 | 0 | 43.827 | 0 | 0 | 0 | 0 | [74 empty] | 3 | 0
|  |  |  | 6.0999 | 60.9994 | 0 | 0 | 0 | 0 | 0 | 0 | 0.173 | 0 | 60.999 | 8.244 | 0 | 52.756 | 0 | 0 | 52.756 | 0 | 0 | 0 | 0 | [74 empty] | 2 | 0
|  |  |  | 5.4413 | 54.4134 | 0 | 0 | 0 | 0 | 0 | 0 | 0.173 | 0 | 54.413 | 27.817 | 0 | 26.596 | 0 | 0 | 26.596 | 0 | 0 | 0 | 0 | [74 empty] | 1 | 0
|  |  |  | 5.307 | 53.0702 | 0 | 0 | 0 | 0 | 0 | 0 | 0.173 | 0 | 53.07 | 48.024 | 0 | 5.046 | 0 | 0 | 5.046 | 0 | 0 | 0 | 0 | [74 empty] | 0 | 0
|  |  |  | 3.8894 | 38.8943 | 0 | 0 | 0 | 0 | 0 | 0 | 0.173 | 0 | 38.894 | 38.894 | 0 | 0 | 0 | 0 | 0 | 0 | 0 | 0 | 0 | [74 empty] | 0 | 0
|  |  |  | 1.8276 | 18.2757 | 0 | 0 | 0 | 0 | 0 | 0 | 0.173 | 0 | 18.276 | 18.276 | 0 | 0 | 0 | 0 | 0 | 0 | 0 | 0 | 0 | [74 empty] | 0 | 0
|  |  |  | 1.8284 | 18.2839 | 0 | 0 | 0 | 0 | 0 | 0 | 0.173 | 0 | 18.284 | 18.284 | 0 | 0 | 0 | 0 | 0 | 0 | 0 | 0 | 0 | [74 empty] | 0 | 0
|  |  |  | 1.8425 | 18.4252 | 0 | 0 | 0 | 0 | 0 | 0 | 0.173 | 0 | 18.425 | 18.425 | 0 | 0 | 0 | 0 | 0 | 0 | 0 | 0 | 0 | [74 empty] | 0 | 0
|  |  |  | 1.8287 | 18.2873 | 0 | 0 | 0 | 0 | 0 | 0 | 0.173 | 0 | 18.287 | 18.287 | 0 | 0 | 0 | 0 | 0 | 0 | 0 | 0 | 0 | [74 empty] | 0 | 0
|  |  |  | 1.8287 | 18.2872 | 0 | 0 | 0 | 0 | 0 | 0 | 0.173 | 0 | 18.287 | 18.287 | 0 | 0 | 0 | 0 | 0 | 0 | 0 | 0 | 0 | [74 empty] | 0 | 0
|  |  |  | 1.8287 | 18.2869 | 0 | 0 | 0 | 0 | 0 | 0 | 0.173 | 0 | 18.287 | 18.287 | 0 | 0 | 0 | 0 | 0 | 0 | 0 | 0 | 0 | [74 empty] | 0 | 0
|  |  |  | 1.8286 | 18.2864 | 0 | 0 | 0 | 0 | 0 | 0 | 0.173 | 0 | 18.286 | 18.286 | 0 | 0 | 0 | 0 | 0 | 0 | 0 | 0 | 0 | [74 empty] | 0 | 0
|  |  |  | 1.8361 | 18.3612 | 0 | 0 | 0 | 0 | 0 | 0 | 0.173 | 0 | 18.361 | 18.361 | 0 | 0 | 0 | 0 | 0 | 0 | 0 | 0 | 0 | [74 empty] | 0 | 0
|  |  |  | 1.8356 | 18.3558 | 0 | 0 | 0 | 0 | 0 | 0 | 0.173 | 0 | 18.356 | 18.356 | 0 | 0 | 0 | 0 | 0 | 0 | 0 | 0 | 0 | [74 empty] | 0 | 0
|  |  |  | 1.5531 | 15.5306 | 0 | 0 | 0 | 0 | 0 | 0 | 0.173 | 0 | 15.531 | 15.109 | 0 | 0.422 | 0 | 0 | 0.422 | 0 | 0 | 0 | 0 | [74 empty] | 0 | 0
|  |  |  | 1.4946 | 14.9459 | 0 | 0 | 0 | 0 | 0 | 0 | 0.173 | 0 | 14.946 | 0.623 | 0 | 14.323 | 0 | 0 | 14.323 | 0 | 0 | 0 | 0 | [74 empty] | 13 | 0
|  |  |  | 1.4949 | 14.9493 | 0 | 0 | 0 | 0 | 0 | 0 | 0.173 | 0 | 14.949 | 0 | 0 | 39.77 | 0 | 24.821 | 14.949 | 0 | 0 | 0 | 0 | [74 empty] | 12 | 0
|  |  |  | 1.4956 | 14.9559 | 0 | 0 | 0 | 0 | 0 | 0 | 0.173 | 0 | 14.956 | 0 | 0 | 62.077 | 0 | 47.121 | 14.956 | 0 | 0 | 0 | 0 | [74 empty] | 11 | 0
|  |  |  | 1.4959 | 14.9588 | 0 | 0 | 0 | 0 | 0 | 0 | 0.173 | 0 | 14.959 | 0 | 0 | 79.163 | 0 | 64.204 | 14.959 | 0 | 0 | 0 | 0 | [74 empty] | 10 | 0
|  |  |  | 1.5091 | 15.0907 | 0 | 0 | 0 | 0 | 0 | 0 | 0.173 | 0 | 15.091 | 0 | 0 | 90.287 | 0 | 75.196 | 15.091 | 0 | 0 | 0 | 0 | [74 empty] | 9 | 0
|  |  |  | 1.4963 | 14.9628 | 0 | 0 | 0 | 0 | 0 | 0 | 0.173 | 0 | 14.963 | 0 | 0 | 96.089 | 0 | 81.126 | 14.963 | 0 | 0 | 0 | 0 | [74 empty] | 8 | 0
|  |  |  | 1.4975 | 14.9748 | 0 | 0 | 0 | 0 | 0 | 0 | 0.173 | 0 | 14.975 | 0 | 0 | 100.393 | 0 | 85.418 | 14.975 | 0 | 0 | 0 | 0 | [74 empty] | 7 | 0
|  |  |  | 1.8297 | 18.297 | 0 | 0 | 0 | 0 | 0 | 0 | 0.173 | 0 | 18.297 | 0 | 0 | 96.016 | 0 | 77.719 | 18.297 | 0 | 0 | 0 | 0 | [74 empty] | 6 | 0
|  |  |  | 1.687 | 16.8699 | 0 | 0 | 0 | 0 | 0 | 0 | 0.173 | 0 | 16.87 | 0 | 0 | 88.367 | 0 | 71.497 | 16.87 | 0 | 0 | 0 | 0 | [74 empty] | 5 | 0
|  |  |  | 1.4937 | 14.9369 | 0 | 0 | 0 | 0 | 0 | 0 | 0.173 | 0 | 14.937 | 0 | 0 | 72.634 | 0 | 57.697 | 14.937 | 0 | 0 | 0 | 0 | [74 empty] | 4 | 0
|  |  |  | 1.4935 | 14.9349 | 0 | 0 | 0 | 0 | 0 | 0 | 0.173 | 0 | 14.935 | 0 | 0 | 50.996 | 0 | 36.061 | 14.935 | 0 | 0 | 0 | 0 | [74 empty] | 3 | 0
|  |  |  | 1.4931 | 14.9307 | 0 | 0 | 0 | 0 | 0 | 0 | 0.173 | 0 | 14.931 | 0 | 0 | 26.174 | 0 | 11.244 | 14.93 | 0 | 0 | 0 | 0 | [74 empty] | 2 | 0
|  |  |  | 1.6133 | 16.1332 | 0 | 0 | 0 | 0 | 0 | 0 | 0.173 | 0 | 16.133 | 10.942 | 0 | 5.191 | 0 | 0 | 5.191 | 0 | 0 | 0 | 0 | [74 empty] | 1 | 0
|  |  |  | 1.8385 | 18.3855 | 0 | 0 | 0 | 0 | 0 | 0 | 0.173 | 0 | 18.386 | 18.386 | 0 | 0 | 0 | 0 | 0 | 0 | 0 | 0 | 0 | [74 empty] | 0 | 0
|  |  |  | 1.8341 | 18.3412 | 0 | 0 | 0 | 0 | 0 | 0 | 0.173 | 0 | 18.341 | 18.341 | 0 | 0 | 0 | 0 | 0 | 0 | 0 | 0 | 0 | [74 empty] | 0 | 0
|  |  |  | 1.8286 | 18.2863 | 0 | 0 | 0 | 0 | 0 | 0 | 0.173 | 0 | 18.286 | 18.286 | 0 | 0 | 0 | 0 | 0 | 0 | 0 | 0 | 0 | [74 empty] | 0 | 0
|  |  |  | 1.8418 | 18.4177 | 0 | 0 | 0 | 0 | 0 | 0 | 0.173 | 0 | 18.418 | 18.418 | 0 | 0 | 0 | 0 | 0 | 0 | 0 | 0 | 0 | [74 empty] | 0 | 0
|  |  |  | 1.8285 | 18.2851 | 0 | 0 | 0 | 0 | 0 | 0 | 0.173 | 0 | 18.285 | 18.285 | 0 | 0 | 0 | 0 | 0 | 0 | 0 | 0 | 0 | [74 empty] | 0 | 0
|  |  |  | 1.8284 | 18.2844 | 0 | 0 | 0 | 0 | 0 | 0 | 0.173 | 0 | 18.284 | 18.284 | 0 | 0 | 0 | 0 | 0 | 0 | 0 | 0 | 0 | [74 empty] | 0 | 0
|  |  |  | 1.8281 | 18.2806 | 0 | 0 | 0 | 0 | 0 | 0 | 0.173 | 0 | 18.281 | 18.281 | 0 | 0 | 0 | 0 | 0 | 0 | 0 | 0 | 0 | [74 empty] | 0 | 0
|  |  |  | 1.8278 | 18.2777 | 0 | 0 | 0 | 0 | 0 | 0 | 0.173 | 0 | 18.278 | 18.278 | 0 | 0 | 0 | 0 | 0 | 0 | 0 | 0 | 0 | [74 empty] | 0 | 0
|  |  |  | 1.8351 | 18.3507 | 0 | 0 | 0 | 0 | 0 | 0 | 0.173 | 0 | 18.351 | 18.351 | 0 | 0 | 0 | 0 | 0 | 0 | 0 | 0 | 0 | [74 empty] | 0 | 0
|  |  |  | 1.8346 | 18.3456 | 0 | 0 | 0 | 0 | 0 | 0 | 0.173 | 0 | 18.346 | 18.346 | 0 | 0 | 0 | 0 | 0 | 0 | 0 | 0 | 0 | [74 empty] | 0 | 0
|  |  |  | 1.5523 | 15.5228 | 0 | 0 | 0 | 0 | 0 | 0 | 0.173 | 0 | 15.523 | 15.319 | 0 | 0.204 | 0 | 0 | 0.204 | 0 | 0 | 0 | 0 | [74 empty] | 0 | 0
|  |  |  | 1.4938 | 14.9376 | 0 | 0 | 0 | 0 | 0 | 0 | 0.173 | 0 | 14.938 | 3.901 | 0 | 11.037 | 0 | 0 | 11.037 | 0 | 0 | 0 | 0 | [74 empty] | 13 | 0
|  |  |  | 1.494 | 14.94 | 0 | 0 | 0 | 0 | 0 | 0 | 0.173 | 0 | 14.94 | 0 | 0 | 39.203 | 0 | 24.263 | 14.94 | 0 | 0 | 0 | 0 | [74 empty] | 12 | 0
|  |  |  | 1.495 | 14.9496 | 0 | 0 | 0 | 0 | 0 | 0 | 0.173 | 0 | 14.95 | 0 | 0 | 61.233 | 0 | 46.284 | 14.949 | 0 | 0 | 0 | 0 | [74 empty] | 11 | 0
|  |  |  | 1.4953 | 14.9534 | 0 | 0 | 0 | 0 | 0 | 0 | 0.173 | 0 | 14.953 | 0 | 0 | 68.78 | 0 | 53.827 | 14.953 | 0 | 0 | 0 | 0 | [74 empty] | 10 | 0
|  |  |  | 1.5085 | 15.0846 | 0 | 0 | 0 | 0 | 0 | 0 | 0.173 | 0 | 15.085 | 0 | 0 | 83.83 | 0 | 68.746 | 15.084 | 0 | 0 | 0 | 0 | [74 empty] | 9 | 0
|  |  |  | 1.4961 | 14.9608 | 0 | 0 | 0 | 0 | 0 | 0 | 0.173 | 0 | 14.961 | 0 | 0 | 100.814 | 0 | 85.854 | 14.96 | 0 | 0 | 0 | 0 | [74 empty] | 8 | 0
|  |  |  | 1.8113 | 18.1128 | 0 | 0 | 0 | 0 | 0 | 0 | 0.173 | 0 | 18.113 | 0 | 0 | 91.857 | 0 | 73.744 | 18.113 | 0 | 0 | 0 | 0 | [74 empty] | 7 | 0
|  |  |  | 2.4122 | 24.1224 | 0 | 0 | 0 | 0 | 0 | 0 | 0.173 | 0 | 24.122 | 0 | 0 | 64.927 | 0 | 40.804 | 24.123 | 0 | 0 | 0 | 0 | [74 empty] | 6 | 0
|  |  |  | 2.2826 | 22.8256 | 0 | 0 | 0 | 0 | 0 | 0 | 0.173 | 0 | 22.826 | 0 | 0 | 29.33 | 0 | 6.504 | 22.826 | 0 | 0 | 0 | 0 | [74 empty] | 5 | 0
|  |  |  | 1.494 | 14.9403 | 0 | 0 | 0 | 0 | 0 | 0 | 0.173 | 0 | 14.94 | 0 | 0 | 51.214 | 0 | 36.274 | 14.94 | 0 | 0 | 0 | 0 | [74 empty] | 4 | 0
|  |  |  | 1.4935 | 14.9355 | 0 | 0 | 0 | 0 | 0 | 0 | 0.173 | 0 | 14.936 | 0 | 0 | 40.934 | 0 | 25.998 | 14.936 | 0 | 0 | 0 | 0 | [74 empty] | 3 | 0
|  |  |  | 1.493 | 14.93 | 0 | 0 | 0 | 0 | 0 | 0 | 0.173 | 0 | 14.93 | 0 | 0 | 25.593 | 0 | 10.663 | 14.93 | 0 | 0 | 0 | 0 | [74 empty] | 2 | 0
|  |  |  | 1.613 | 16.13 | 0 | 0 | 0 | 0 | 0 | 0 | 0.173 | 0 | 16.13 | 11.157 | 0 | 4.973 | 0 | 0 | 4.973 | 0 | 0 | 0 | 0 | [74 empty] | 1 | 0
|  |  |  | 1.8383 | 18.383 | 0 | 0 | 0 | 0 | 0 | 0 | 0.173 | 0 | 18.383 | 18.383 | 0 | 0 | 0 | 0 | 0 | 0 | 0 | 0 | 0 | [74 empty] | 0 | 0
|  |  |  | 1.8341 | 18.3407 | 0 | 0 | 0 | 0 | 0 | 0 | 0.173 | 0 | 18.341 | 18.341 | 0 | 0 | 0 | 0 | 0 | 0 | 0 | 0 | 0 | [74 empty] | 0 | 0
|  |  |  | 1.8286 | 18.286 | 0 | 0 | 0 | 0 | 0 | 0 | 0.173 | 0 | 18.286 | 18.286 | 0 | 0 | 0 | 0 | 0 | 0 | 0 | 0 | 0 | [74 empty] | 0 | 0
|  |  |  | 1.8419 | 18.4192 | 0 | 0 | 0 | 0 | 0 | 0 | 0.173 | 0 | 18.419 | 18.419 | 0 | 0 | 0 | 0 | 0 | 0 | 0 | 0 | 0 | [74 empty] | 0 | 0
|  |  |  | 1.8289 | 18.2892 | 0 | 0 | 0 | 0 | 0 | 0 | 0.173 | 0 | 18.289 | 18.289 | 0 | 0 | 0 | 0 | 0 | 0 | 0 | 0 | 0 | [74 empty] | 0 | 0
|  |  |  | 1.8293 | 18.293 | 0 | 0 | 0 | 0 | 0 | 0 | 0.173 | 0 | 18.293 | 18.293 | 0 | 0 | 0 | 0 | 0 | 0 | 0 | 0 | 0 | [74 empty] | 0 | 0
|  |  |  | 1.8294 | 18.2937 | 0 | 0 | 0 | 0 | 0 | 0 | 0.173 | 0 | 18.294 | 18.294 | 0 | 0 | 0 | 0 | 0 | 0 | 0 | 0 | 0 | [74 empty] | 0 | 0
|  |  |  | 1.8292 | 18.2923 | 0 | 0 | 0 | 0 | 0 | 0 | 0.173 | 0 | 18.292 | 18.292 | 0 | 0 | 0 | 0 | 0 | 0 | 0 | 0 | 0 | [74 empty] | 0 | 0
|  |  |  | 1.837 | 18.3696 | 0 | 0 | 0 | 0 | 0 | 0 | 0.173 | 0 | 18.37 | 18.37 | 0 | 0 | 0 | 0 | 0 | 0 | 0 | 0 | 0 | [74 empty] | 0 | 0
|  |  |  | 1.8364 | 18.3642 | 0 | 0 | 0 | 0 | 0 | 0 | 0.173 | 0 | 18.364 | 18.364 | 0 | 0 | 0 | 0 | 0 | 0 | 0 | 0 | 0 | [74 empty] | 0 | 0
|  |  |  | 3.9017 | 39.0171 | 0 | 0 | 0 | 0 | 0 | 0 | 0.173 | 0 | 39.017 | 38.683 | 0 | 0.334 | 0 | 0 | 0.334 | 0 | 0 | 0 | 0 | [74 empty] | 0 | 0
|  |  |  | 4.1893 | 41.8929 | 0 | 0 | 0 | 0 | 0 | 0 | 0.173 | 0 | 41.893 | 29.577 | 0 | 12.316 | 0 | 0 | 12.316 | 0 | 0 | 0 | 0 | [74 empty] | 12 | 0
|  |  |  | 6.7634 | 67.634 | 0 | 0 | 0 | 0 | 0 | 0 | 0.173 | 0 | 67.634 | 48.018 | 0 | 19.616 | 0 | 0 | 19.616 | 0 | 0 | 0 | 0 | [74 empty] | 11 | 0
|  |  |  | 7.6055 | 76.0547 | 0 | 0 | 0 | 0 | 0 | 0 | 0.173 | 0 | 76.055 | 13.644 | 0 | 62.411 | 0 | 0 | 62.411 | 0 | 0 | 0 | 0 | [74 empty] | 10 | 0
|  |  |  | 8.3829 | 83.8289 | 0 | 0 | 0 | 0 | 0 | 0 | 0.173 | 0 | 83.829 | 3.503 | 0 | 80.326 | 0 | 0 | 80.326 | 0 | 0 | 0 | 0 | [74 empty] | 9 | 0
|  |  |  | 8.9419 | 89.4192 | 0 | 0 | 0 | 0 | 0 | 0 | 0.173 | 0 | 89.419 | 0 | 0 | 95.071 | 0 | 5.652 | 89.419 | 0 | 0 | 0 | 0 | [74 empty] | 8 | 0
|  |  |  | 9.4605 | 94.6051 | 0 | 0 | 0 | 0 | 0 | 0 | 0.173 | 0 | 94.605 | 0 | 0 | 101.978 | 0 | 7.373 | 94.605 | 0 | 0 | 0 | 0 | [74 empty] | 7 | 0
|  |  |  | 10.1835 | 101.835 | 0 | 0 | 0 | 0 | 0 | 0 | 0.173 | 0 | 101.835 | 0 | 0 | 103.432 | 0 | 1.597 | 101.835 | 0 | 0 | 0 | 0 | [74 empty] | 6 | 0
|  |  |  | 10.4326 | 104.326 | 0 | 0 | 0 | 0 | 0 | 0 | 0.173 | 0 | 104.326 | 5.693 | 0 | 98.633 | 0 | 0 | 98.633 | 0 | 0 | 0 | 0 | [74 empty] | 5 | 0
|  |  |  | 9.5619 | 95.6192 | 0 | 0 | 0 | 0 | 0 | 0 | 0.173 | 0 | 95.619 | 5.347 | 0 | 90.272 | 0 | 0 | 90.272 | 0 | 0 | 0 | 0 | [74 empty] | 4 | 0
|  |  |  | 8.9215 | 89.2154 | 0 | 0 | 0 | 0 | 0 | 0 | 0.173 | 0 | 89.215 | 16.029 | 0 | 73.186 | 0 | 0 | 73.186 | 0 | 0 | 0 | 0 | [74 empty] | 3 | 0
|  |  |  | 7.9196 | 79.1957 | 0 | 0 | 0 | 0 | 0 | 0 | 0.173 | 0 | 79.196 | 27.865 | 0 | 51.331 | 0 | 0 | 51.331 | 0 | 0 | 0 | 0 | [74 empty] | 2 | 0
|  |  |  | 6.1089 | 61.0886 | 0 | 0 | 0 | 0 | 0 | 0 | 0.173 | 0 | 61.089 | 35.569 | 0 | 25.52 | 0 | 0 | 25.52 | 0 | 0 | 0 | 0 | [74 empty] | 1 | 0
|  |  |  | 6.0571 | 60.5712 | 0 | 0 | 0 | 0 | 0 | 0 | 0.173 | 0 | 60.571 | 55.918 | 0 | 4.653 | 0 | 0 | 4.653 | 0 | 0 | 0 | 0 | [74 empty] | 0 | 0
|  |  |  | 4.7877 | 47.877 | 0 | 0 | 0 | 0 | 0 | 0 | 0.173 | 0 | 47.877 | 47.877 | 0 | 0 | 0 | 0 | 0 | 0 | 0 | 0 | 0 | [74 empty] | 0 | 0
|  |  |  | 1.8371 | 18.3707 | 0 | 0 | 0 | 0 | 0 | 0 | 0.173 | 0 | 18.371 | 18.371 | 0 | 0 | 0 | 0 | 0 | 0 | 0 | 0 | 0 | [74 empty] | 0 | 0
|  |  |  | 1.8316 | 18.316 | 0 | 0 | 0 | 0 | 0 | 0 | 0.173 | 0 | 18.316 | 18.316 | 0 | 0 | 0 | 0 | 0 | 0 | 0 | 0 | 0 | [74 empty] | 0 | 0
|  |  |  | 1.8453 | 18.4532 | 0 | 0 | 0 | 0 | 0 | 0 | 0.173 | 0 | 18.453 | 18.453 | 0 | 0 | 0 | 0 | 0 | 0 | 0 | 0 | 0 | [74 empty] | 0 | 0
|  |  |  | 1.8319 | 18.3188 | 0 | 0 | 0 | 0 | 0 | 0 | 0.173 | 0 | 18.319 | 18.319 | 0 | 0 | 0 | 0 | 0 | 0 | 0 | 0 | 0 | [74 empty] | 0 | 0
|  |  |  | 1.8319 | 18.3191 | 0 | 0 | 0 | 0 | 0 | 0 | 0.173 | 0 | 18.319 | 18.319 | 0 | 0 | 0 | 0 | 0 | 0 | 0 | 0 | 0 | [74 empty] | 0 | 0
|  |  |  | 1.8319 | 18.3187 | 0 | 0 | 0 | 0 | 0 | 0 | 0.173 | 0 | 18.319 | 18.319 | 0 | 0 | 0 | 0 | 0 | 0 | 0 | 0 | 0 | [74 empty] | 0 | 0
|  |  |  | 1.8318 | 18.318 | 0 | 0 | 0 | 0 | 0 | 0 | 0.173 | 0 | 18.318 | 18.318 | 0 | 0 | 0 | 0 | 0 | 0 | 0 | 0 | 0 | [74 empty] | 0 | 0
|  |  |  | 1.8726 | 18.7259 | 0 | 0 | 0 | 0 | 0 | 0 | 0.173 | 0 | 18.726 | 18.726 | 0 | 0 | 0 | 0 | 0 | 0 | 0 | 0 | 0 | [74 empty] | 0 | 0
|  |  |  | 1.8661 | 18.6614 | 0 | 0 | 0 | 0 | 0 | 0 | 0.173 | 0 | 18.661 | 18.661 | 0 | 0 | 0 | 0 | 0 | 0 | 0 | 0 | 0 | [74 empty] | 0 | 0
|  |  |  | 4.7844 | 47.8445 | 0 | 0 | 0 | 0 | 0 | 0 | 0.173 | 0 | 47.844 | 47.495 | 0 | 0.349 | 0 | 0 | 0.349 | 0 | 0 | 0 | 0 | [74 empty] | 0 | 0
|  |  |  | 4.8181 | 48.1813 | 0 | 0 | 0 | 0 | 0 | 0 | 0.173 | 0 | 48.181 | 34.251 | 0 | 13.931 | 0 | 0 | 13.931 | 0 | 0 | 0 | 0 | [74 empty] | 12 | 0
|  |  |  | 8.1307 | 81.3069 | 0 | 0 | 0 | 0 | 0 | 0 | 0.173 | 0 | 81.307 | 55.845 | 0 | 25.462 | 0 | 0 | 25.462 | 0 | 0 | 0 | 0 | [74 empty] | 11 | 0
|  |  |  | 9.629 | 96.29 | 0 | 0 | 0 | 0 | 0 | 0 | 0.173 | 0 | 96.29 | 50.427 | 0 | 45.863 | 0 | 0 | 45.863 | 0 | 0 | 0 | 0 | [74 empty] | 10 | 0
|  |  |  | 11.1306 | 111.306 | 0 | 0 | 0 | 0 | 0 | 0 | 0.173 | 0 | 111.306 | 42.322 | 0 | 68.984 | 0 | 0 | 68.984 | 0 | 0 | 0 | 0 | [74 empty] | 9 | 0
|  |  |  | 11.7359 | 117.359 | 0 | 0 | 0 | 0 | 0 | 0 | 0.173 | 0 | 117.359 | 37.28 | 0 | 80.079 | 0 | 0 | 80.079 | 0 | 0 | 0 | 0 | [74 empty] | 8 | 0
|  |  |  | 11.7765 | 117.765 | 0 | 0 | 0 | 0 | 0 | 0 | 0.173 | 0 | 117.765 | 16.005 | 0 | 101.76 | 0 | 0 | 101.76 | 0 | 0 | 0 | 0 | [74 empty] | 7 | 0
|  |  |  | 11.9265 | 119.265 | 0 | 0 | 0 | 0 | 0 | 0 | 0.173 | 0 | 119.265 | 16.764 | 0 | 102.501 | 0 | 0 | 102.501 | 0 | 0 | 0 | 0 | [74 empty] | 6 | 0
|  |  |  | 11.6921 | 116.921 | 0 | 0 | 0 | 0 | 0 | 0 | 0.173 | 0 | 116.921 | 17.488 | 0 | 99.433 | 0 | 0 | 99.433 | 0 | 0 | 0 | 0 | [74 empty] | 5 | 0
|  |  |  | 11.4344 | 114.344 | 0 | 0 | 0 | 0 | 0 | 0 | 0.173 | 0 | 114.344 | 24.101 | 0 | 90.243 | 0 | 0 | 90.243 | 0 | 0 | 0 | 0 | [74 empty] | 4 | 0
|  |  |  | 11.1524 | 111.524 | 0 | 0 | 0 | 0 | 0 | 0 | 0.173 | 0 | 111.524 | 38.003 | 0 | 73.521 | 0 | 0 | 73.521 | 0 | 0 | 0 | 0 | [74 empty] | 3 | 0
|  |  |  | 10.2465 | 102.465 | 0 | 0 | 0 | 0 | 0 | 0 | 0.173 | 0 | 102.465 | 51.44 | 0 | 51.025 | 0 | 0 | 51.025 | 0 | 0 | 0 | 0 | [74 empty] | 2 | 0
|  |  |  | 6.7119 | 67.1185 | 0 | 0 | 0 | 0 | 0 | 0 | 0.173 | 0 | 67.118 | 41.875 | 0 | 25.244 | 0 | 0 | 25.244 | 0 | 0 | 0 | 0 | [74 empty] | 1 | 0
|  |  |  | 6.1363 | 61.3629 | 0 | 0 | 0 | 0 | 0 | 0 | 0.173 | 0 | 61.363 | 56.797 | 0 | 4.566 | 0 | 0 | 4.566 | 0 | 0 | 0 | 0 | [74 empty] | 0 | 0
|  |  |  | 4.5416 | 45.4156 | 0 | 0 | 0 | 0 | 0 | 0 | 0.173 | 0 | 45.416 | 45.416 | 0 | 0 | 0 | 0 | 0 | 0 | 0 | 0 | 0 | [74 empty] | 0 | 0
|  |  |  | 1.8301 | 18.3006 | 0 | 0 | 0 | 0 | 0 | 0 | 0.173 | 0 | 18.301 | 18.301 | 0 | 0 | 0 | 0 | 0 | 0 | 0 | 0 | 0 | [74 empty] | 0 | 0
|  |  |  | 1.831 | 18.3099 | 0 | 0 | 0 | 0 | 0 | 0 | 0.173 | 0 | 18.31 | 18.31 | 0 | 0 | 0 | 0 | 0 | 0 | 0 | 0 | 0 | [74 empty] | 0 | 0
|  |  |  | 1.8451 | 18.4506 | 0 | 0 | 0 | 0 | 0 | 0 | 0.173 | 0 | 18.451 | 18.451 | 0 | 0 | 0 | 0 | 0 | 0 | 0 | 0 | 0 | [74 empty] | 0 | 0
|  |  |  | 1.8318 | 18.3178 | 0 | 0 | 0 | 0 | 0 | 0 | 0.173 | 0 | 18.318 | 18.318 | 0 | 0 | 0 | 0 | 0 | 0 | 0 | 0 | 0 | [74 empty] | 0 | 0
|  |  |  | 1.8318 | 18.3181 | 0 | 0 | 0 | 0 | 0 | 0 | 0.173 | 0 | 18.318 | 18.318 | 0 | 0 | 0 | 0 | 0 | 0 | 0 | 0 | 0 | [74 empty] | 0 | 0
|  |  |  | 1.8318 | 18.318 | 0 | 0 | 0 | 0 | 0 | 0 | 0.173 | 0 | 18.318 | 18.318 | 0 | 0 | 0 | 0 | 0 | 0 | 0 | 0 | 0 | [74 empty] | 0 | 0
|  |  |  | 1.8317 | 18.3172 | 0 | 0 | 0 | 0 | 0 | 0 | 0.173 | 0 | 18.317 | 18.317 | 0 | 0 | 0 | 0 | 0 | 0 | 0 | 0 | 0 | [74 empty] | 0 | 0
|  |  |  | 1.8398 | 18.3985 | 0 | 0 | 0 | 0 | 0 | 0 | 0.173 | 0 | 18.398 | 18.398 | 0 | 0 | 0 | 0 | 0 | 0 | 0 | 0 | 0 | [74 empty] | 0 | 0
|  |  |  | 1.839 | 18.3902 | 0 | 0 | 0 | 0 | 0 | 0 | 0.173 | 0 | 18.39 | 18.39 | 0 | 0 | 0 | 0 | 0 | 0 | 0 | 0 | 0 | [74 empty] | 0 | 0
|  |  |  | 4.5887 | 45.8868 | 0 | 0 | 0 | 0 | 0 | 0 | 0.173 | 0 | 45.887 | 45.77 | 0 | 0.116 | 0 | 0 | 0.116 | 0 | 0 | 0 | 0 | [74 empty] | 0 | 0
|  |  |  | 4.7884 | 47.8835 | 0 | 0 | 0 | 0 | 0 | 0 | 0.173 | 0 | 47.883 | 34.055 | 0 | 13.829 | 0 | 0 | 13.829 | 0 | 0 | 0 | 0 | [74 empty] | 12 | 0
|  |  |  | 8.4094 | 84.0945 | 0 | 0 | 0 | 0 | 0 | 0 | 0.173 | 0 | 84.095 | 44.135 | 0 | 39.959 | 0 | 0 | 39.959 | 0 | 0 | 0 | 0 | [74 empty] | 11 | 0
|  |  |  | 9.8321 | 98.3209 | 0 | 0 | 0 | 0 | 0 | 0 | 0.173 | 0 | 98.321 | 34.063 | 0 | 64.258 | 0 | 0 | 64.258 | 0 | 0 | 0 | 0 | [74 empty] | 10 | 0
|  |  |  | 10.2209 | 102.209 | 0 | 0 | 0 | 0 | 0 | 0 | 0.173 | 0 | 102.209 | 19.89 | 0 | 82.318 | 0 | 0 | 82.318 | 0 | 0 | 0 | 0 | [74 empty] | 9 | 0
|  |  |  | 10.484 | 104.84 | 0 | 0 | 0 | 0 | 0 | 0 | 0.173 | 0 | 104.84 | 10.293 | 0 | 94.547 | 0 | 0 | 94.547 | 0 | 0 | 0 | 0 | [74 empty] | 8 | 0
|  |  |  | 11.0286 | 110.286 | 0 | 0 | 0 | 0 | 0 | 0 | 0.173 | 0 | 110.286 | 6.651 | 0 | 103.636 | 0 | 0 | 103.636 | 0 | 0 | 0 | 0 | [74 empty] | 7 | 0
|  |  |  | 11.2172 | 112.172 | 0 | 0 | 0 | 0 | 0 | 0 | 0.173 | 0 | 112.172 | 7.853 | 0 | 104.319 | 0 | 0 | 104.319 | 0 | 0 | 0 | 0 | [74 empty] | 6 | 0
|  |  |  | 10.8968 | 108.968 | 0 | 0 | 0 | 0 | 0 | 0 | 0.173 | 0 | 108.968 | 9.23 | 0 | 99.738 | 0 | 0 | 99.738 | 0 | 0 | 0 | 0 | [74 empty] | 5 | 0
|  |  |  | 10.4678 | 104.678 | 0 | 0 | 0 | 0 | 0 | 0 | 0.173 | 0 | 104.678 | 13.882 | 0 | 90.796 | 0 | 0 | 90.796 | 0 | 0 | 0 | 0 | [74 empty] | 4 | 0
|  |  |  | 9.8775 | 98.7752 | 0 | 0 | 0 | 0 | 0 | 0 | 0.173 | 0 | 98.775 | 24.266 | 0 | 74.509 | 0 | 0 | 74.509 | 0 | 0 | 0 | 0 | [74 empty] | 3 | 0
|  |  |  | 7.9318 | 79.318 | 0 | 0 | 0 | 0 | 0 | 0 | 0.173 | 0 | 79.318 | 27.508 | 0 | 51.81 | 0 | 0 | 51.81 | 0 | 0 | 0 | 0 | [74 empty] | 2 | 0
|  |  |  | 5.9471 | 59.4709 | 0 | 0 | 0 | 0 | 0 | 0 | 0.173 | 0 | 59.471 | 34.082 | 0 | 25.389 | 0 | 0 | 25.389 | 0 | 0 | 0 | 0 | [74 empty] | 1 | 0
|  |  |  | 5.9128 | 59.1279 | 0 | 0 | 0 | 0 | 0 | 0 | 0.173 | 0 | 59.128 | 54.882 | 0 | 4.246 | 0 | 0 | 4.246 | 0 | 0 | 0 | 0 | [74 empty] | 0 | 0
|  |  |  | 4.3703 | 43.7031 | 0 | 0 | 0 | 0 | 0 | 0 | 0.173 | 0 | 43.703 | 43.703 | 0 | 0 | 0 | 0 | 0 | 0 | 0 | 0 | 0 | [74 empty] | 0 | 0
|  |  |  | 1.8343 | 18.343 | 0 | 0 | 0 | 0 | 0 | 0 | 0.173 | 0 | 18.343 | 18.343 | 0 | 0 | 0 | 0 | 0 | 0 | 0 | 0 | 0 | [74 empty] | 0 | 0
|  |  |  | 1.8294 | 18.2935 | 0 | 0 | 0 | 0 | 0 | 0 | 0.173 | 0 | 18.293 | 18.293 | 0 | 0 | 0 | 0 | 0 | 0 | 0 | 0 | 0 | [74 empty] | 0 | 0
|  |  |  | 1.8431 | 18.4308 | 0 | 0 | 0 | 0 | 0 | 0 | 0.173 | 0 | 18.431 | 18.431 | 0 | 0 | 0 | 0 | 0 | 0 | 0 | 0 | 0 | [74 empty] | 0 | 0
|  |  |  | 1.8293 | 18.2928 | 0 | 0 | 0 | 0 | 0 | 0 | 0.173 | 0 | 18.293 | 18.293 | 0 | 0 | 0 | 0 | 0 | 0 | 0 | 0 | 0 | [74 empty] | 0 | 0
|  |  |  | 1.8293 | 18.2926 | 0 | 0 | 0 | 0 | 0 | 0 | 0.173 | 0 | 18.293 | 18.293 | 0 | 0 | 0 | 0 | 0 | 0 | 0 | 0 | 0 | [74 empty] | 0 | 0
|  |  |  | 1.8292 | 18.2921 | 0 | 0 | 0 | 0 | 0 | 0 | 0.173 | 0 | 18.292 | 18.292 | 0 | 0 | 0 | 0 | 0 | 0 | 0 | 0 | 0 | [74 empty] | 0 | 0
|  |  |  | 1.8291 | 18.2914 | 0 | 0 | 0 | 0 | 0 | 0 | 0.173 | 0 | 18.291 | 18.291 | 0 | 0 | 0 | 0 | 0 | 0 | 0 | 0 | 0 | [74 empty] | 0 | 0
|  |  |  | 1.8366 | 18.366 | 0 | 0 | 0 | 0 | 0 | 0 | 0.173 | 0 | 18.366 | 18.366 | 0 | 0 | 0 | 0 | 0 | 0 | 0 | 0 | 0 | [74 empty] | 0 | 0
|  |  |  | 1.836 | 18.3605 | 0 | 0 | 0 | 0 | 0 | 0 | 0.173 | 0 | 18.36 | 18.36 | 0 | 0 | 0 | 0 | 0 | 0 | 0 | 0 | 0 | [74 empty] | 0 | 0
|  |  |  | 3.722 | 37.2202 | 0 | 0 | 0 | 0 | 0 | 0 | 0.173 | 0 | 37.22 | 37.22 | 0 | 0 | 0 | 0 | 0 | 0 | 0 | 0 | 0 | [74 empty] | 0 | 0
|  |  |  | 3.8504 | 38.5037 | 0 | 0 | 0 | 0 | 0 | 0 | 0.173 | 0 | 38.504 | 26.536 | 0 | 11.967 | 0 | 0 | 11.967 | 0 | 0 | 0 | 0 | [74 empty] | 12 | 0
|  |  |  | 6.2835 | 62.8349 | 0 | 0 | 0 | 0 | 0 | 0 | 0.173 | 0 | 62.835 | 23.428 | 0 | 39.407 | 0 | 0 | 39.407 | 0 | 0 | 0 | 0 | [74 empty] | 11 | 0
|  |  |  | 6.5894 | 65.8941 | 0 | 0 | 0 | 0 | 0 | 0 | 0.173 | 0 | 65.894 | 14.84 | 0 | 51.054 | 0 | 0 | 51.054 | 0 | 0 | 0 | 0 | [74 empty] | 10 | 0
|  |  |  | 6.9833 | 69.8327 | 0 | 0 | 0 | 0 | 0 | 0 | 0.173 | 0 | 69.833 | 0 | 0 | 84.427 | 0 | 14.594 | 69.833 | 0 | 0 | 0 | 0 | [74 empty] | 9 | 0
|  |  |  | 7.1672 | 71.672 | 0 | 0 | 0 | 0 | 0 | 0 | 0.173 | 0 | 71.672 | 0 | 0 | 97.441 | 0 | 25.769 | 71.672 | 0 | 0 | 0 | 0 | [74 empty] | 8 | 0
|  |  |  | 7.2986 | 72.9863 | 0 | 0 | 0 | 0 | 0 | 0 | 0.173 | 0 | 72.986 | 0 | 0 | 104.842 | 0 | 31.856 | 72.986 | 0 | 0 | 0 | 0 | [74 empty] | 7 | 0
|  |  |  | 7.3651 | 73.6507 | 0 | 0 | 0 | 0 | 0 | 0 | 0.173 | 0 | 73.651 | 0 | 0 | 107.125 | 0 | 33.475 | 73.65 | 0 | 0 | 0 | 0 | [74 empty] | 6 | 0
|  |  |  | 7.4527 | 74.5267 | 0 | 0 | 0 | 0 | 0 | 0 | 0.173 | 0 | 74.527 | 0 | 0 | 103.33 | 0 | 28.803 | 74.527 | 0 | 0 | 0 | 0 | [74 empty] | 5 | 0
|  |  |  | 7.3327 | 73.3271 | 0 | 0 | 0 | 0 | 0 | 0 | 0.173 | 0 | 73.327 | 0 | 0 | 92.046 | 0 | 18.719 | 73.327 | 0 | 0 | 0 | 0 | [74 empty] | 4 | 0
|  |  |  | 6.8133 | 68.1332 | 0 | 0 | 0 | 0 | 0 | 0 | 0.173 | 0 | 68.133 | 2.029 | 0 | 66.105 | 0 | 0 | 66.105 | 0 | 0 | 0 | 0 | [74 empty] | 3 | 0
|  |  |  | 5.7868 | 57.8681 | 0 | 0 | 0 | 0 | 0 | 0 | 0.173 | 0 | 57.868 | 6.043 | 0 | 51.825 | 0 | 0 | 51.825 | 0 | 0 | 0 | 0 | [74 empty] | 2 | 0
|  |  |  | 5.4102 | 54.1017 | 0 | 0 | 0 | 0 | 0 | 0 | 0.173 | 0 | 54.102 | 28.814 | 0 | 25.287 | 0 | 0 | 25.287 | 0 | 0 | 0 | 0 | [74 empty] | 1 | 0
|  |  |  | 5.3661 | 53.6611 | 0 | 0 | 0 | 0 | 0 | 0 | 0.173 | 0 | 53.661 | 51.713 | 0 | 1.949 | 0 | 0 | 1.949 | 0 | 0 | 0 | 0 | [74 empty] | 0 | 0
|  |  |  | 4.0967 | 40.9669 | 0 | 0 | 0 | 0 | 0 | 0 | 0.173 | 0 | 40.967 | 40.967 | 0 | 0 | 0 | 0 | 0 | 0 | 0 | 0 | 0 | [74 empty] | 0 | 0
|  |  |  | 1.8333 | 18.3334 | 0 | 0 | 0 | 0 | 0 | 0 | 0.173 | 0 | 18.333 | 18.333 | 0 | 0 | 0 | 0 | 0 | 0 | 0 | 0 | 0 | [74 empty] | 0 | 0
|  |  |  | 1.8285 | 18.2851 | 0 | 0 | 0 | 0 | 0 | 0 | 0.173 | 0 | 18.285 | 18.285 | 0 | 0 | 0 | 0 | 0 | 0 | 0 | 0 | 0 | [74 empty] | 0 | 0
|  |  |  | 1.8425 | 18.4254 | 0 | 0 | 0 | 0 | 0 | 0 | 0.173 | 0 | 18.425 | 18.425 | 0 | 0 | 0 | 0 | 0 | 0 | 0 | 0 | 0 | [74 empty] | 0 | 0
|  |  |  | 1.8288 | 18.2881 | 0 | 0 | 0 | 0 | 0 | 0 | 0.173 | 0 | 18.288 | 18.288 | 0 | 0 | 0 | 0 | 0 | 0 | 0 | 0 | 0 | [74 empty] | 0 | 0
|  |  |  | 1.8288 | 18.2879 | 0 | 0 | 0 | 0 | 0 | 0 | 0.173 | 0 | 18.288 | 18.288 | 0 | 0 | 0 | 0 | 0 | 0 | 0 | 0 | 0 | [74 empty] | 0 | 0
|  |  |  | 1.8288 | 18.2875 | 0 | 0 | 0 | 0 | 0 | 0 | 0.173 | 0 | 18.288 | 18.288 | 0 | 0 | 0 | 0 | 0 | 0 | 0 | 0 | 0 | [74 empty] | 0 | 0
|  |  |  | 1.8287 | 18.2873 | 0 | 0 | 0 | 0 | 0 | 0 | 0.173 | 0 | 18.287 | 18.287 | 0 | 0 | 0 | 0 | 0 | 0 | 0 | 0 | 0 | [74 empty] | 0 | 0
|  |  |  | 1.8667 | 18.6666 | 0 | 0 | 0 | 0 | 0 | 0 | 0.173 | 0 | 18.667 | 18.667 | 0 | 0 | 0 | 0 | 0 | 0 | 0 | 0 | 0 | [74 empty] | 0 | 0
|  |  |  | 1.8615 | 18.6147 | 0 | 0 | 0 | 0 | 0 | 0 | 0.173 | 0 | 18.615 | 18.615 | 0 | 0 | 0 | 0 | 0 | 0 | 0 | 0 | 0 | [74 empty] | 0 | 0
|  |  |  | 3.9317 | 39.3173 | 0 | 0 | 0 | 0 | 0 | 0 | 0.173 | 0 | 39.317 | 39.317 | 0 | 0 | 0 | 0 | 0 | 0 | 0 | 0 | 0 | [74 empty] | 0 | 0
|  |  |  | 4.0252 | 40.2525 | 0 | 0 | 0 | 0 | 0 | 0 | 0.173 | 0 | 40.253 | 30.146 | 0 | 10.106 | 0 | 0 | 10.106 | 0 | 0 | 0 | 0 | [74 empty] | 12 | 0
|  |  |  | 6.4623 | 64.6229 | 0 | 0 | 0 | 0 | 0 | 0 | 0.173 | 0 | 64.623 | 30.393 | 0 | 34.23 | 0 | 0 | 34.23 | 0 | 0 | 0 | 0 | [74 empty] | 11 | 0
|  |  |  | 7.1844 | 71.8436 | 0 | 0 | 0 | 0 | 0 | 0 | 0.173 | 0 | 71.844 | 6.03 | 0 | 65.814 | 0 | 0 | 65.814 | 0 | 0 | 0 | 0 | [74 empty] | 10 | 0
|  |  |  | 8.2181 | 82.1813 | 0 | 0 | 0 | 0 | 0 | 0 | 0.173 | 0 | 82.181 | 0 | 0 | 85.299 | 0 | 3.118 | 82.181 | 0 | 0 | 0 | 0 | [74 empty] | 9 | 0
|  |  |  | 8.7183 | 87.1826 | 0 | 0 | 0 | 0 | 0 | 0 | 0.173 | 0 | 87.183 | 3.454 | 0 | 83.729 | 0 | 0 | 83.729 | 0 | 0 | 0 | 0 | [74 empty] | 8 | 0
|  |  |  | 8.9879 | 89.8793 | 0 | 0 | 0 | 0 | 0 | 0 | 0.173 | 0 | 89.879 | 0 | 0 | 105.977 | 0 | 16.097 | 89.88 | 0 | 0 | 0 | 0 | [74 empty] | 7 | 0
|  |  |  | 8.9459 | 89.4591 | 0 | 0 | 0 | 0 | 0 | 0 | 0.173 | 0 | 89.459 | 0 | 0 | 106.427 | 0 | 16.968 | 89.459 | 0 | 0 | 0 | 0 | [74 empty] | 6 | 0
|  |  |  | 8.9418 | 89.4178 | 0 | 0 | 0 | 0 | 0 | 0 | 0.173 | 0 | 89.418 | 0 | 0 | 100.727 | 0 | 11.309 | 89.418 | 0 | 0 | 0 | 0 | [74 empty] | 5 | 0
|  |  |  | 8.8602 | 88.6023 | 0 | 0 | 0 | 0 | 0 | 0 | 0.173 | 0 | 88.602 | 0 | 0 | 90.098 | 0 | 1.495 | 88.603 | 0 | 0 | 0 | 0 | [74 empty] | 4 | 0
|  |  |  | 8.7218 | 87.2185 | 0 | 0 | 0 | 0 | 0 | 0 | 0.173 | 0 | 87.218 | 12.433 | 0 | 74.786 | 0 | 0 | 74.786 | 0 | 0 | 0 | 0 | [74 empty] | 3 | 0
|  |  |  | 7.6147 | 76.1468 | 0 | 0 | 0 | 0 | 0 | 0 | 0.173 | 0 | 76.147 | 24.671 | 0 | 51.476 | 0 | 0 | 51.476 | 0 | 0 | 0 | 0 | [74 empty] | 2 | 0
|  |  |  | 6.0659 | 60.6588 | 0 | 0 | 0 | 0 | 0 | 0 | 0.173 | 0 | 60.659 | 35.648 | 0 | 25.011 | 0 | 0 | 25.011 | 0 | 0 | 0 | 0 | [74 empty] | 1 | 0
|  |  |  | 5.9508 | 59.5081 | 0 | 0 | 0 | 0 | 0 | 0 | 0.173 | 0 | 59.508 | 55.945 | 0 | 3.563 | 0 | 0 | 3.563 | 0 | 0 | 0 | 0 | [74 empty] | 0 | 0
|  |  |  | 4.5412 | 45.4125 | 0 | 0 | 0 | 0 | 0 | 0 | 0.173 | 0 | 45.413 | 45.413 | 0 | 0 | 0 | 0 | 0 | 0 | 0 | 0 | 0 | [74 empty] | 0 | 0
|  |  |  | 1.8298 | 18.2985 | 0 | 0 | 0 | 0 | 0 | 0 | 0.173 | 0 | 18.298 | 18.298 | 0 | 0 | 0 | 0 | 0 | 0 | 0 | 0 | 0 | [74 empty] | 0 | 0
|  |  |  | 1.8304 | 18.3043 | 0 | 0 | 0 | 0 | 0 | 0 | 0.173 | 0 | 18.304 | 18.304 | 0 | 0 | 0 | 0 | 0 | 0 | 0 | 0 | 0 | [74 empty] | 0 | 0
|  |  |  | 1.8441 | 18.4412 | 0 | 0 | 0 | 0 | 0 | 0 | 0.173 | 0 | 18.441 | 18.441 | 0 | 0 | 0 | 0 | 0 | 0 | 0 | 0 | 0 | [74 empty] | 0 | 0
|  |  |  | 1.8306 | 18.3058 | 0 | 0 | 0 | 0 | 0 | 0 | 0.173 | 0 | 18.306 | 18.306 | 0 | 0 | 0 | 0 | 0 | 0 | 0 | 0 | 0 | [74 empty] | 0 | 0
|  |  |  | 1.8307 | 18.3069 | 0 | 0 | 0 | 0 | 0 | 0 | 0.173 | 0 | 18.307 | 18.307 | 0 | 0 | 0 | 0 | 0 | 0 | 0 | 0 | 0 | [74 empty] | 0 | 0
|  |  |  | 1.8308 | 18.3075 | 0 | 0 | 0 | 0 | 0 | 0 | 0.173 | 0 | 18.308 | 18.308 | 0 | 0 | 0 | 0 | 0 | 0 | 0 | 0 | 0 | [74 empty] | 0 | 0
|  |  |  | 1.8306 | 18.3056 | 0 | 0 | 0 | 0 | 0 | 0 | 0.173 | 0 | 18.306 | 18.306 | 0 | 0 | 0 | 0 | 0 | 0 | 0 | 0 | 0 | [74 empty] | 0 | 0
|  |  |  | 1.8381 | 18.3809 | 0 | 0 | 0 | 0 | 0 | 0 | 0.173 | 0 | 18.381 | 18.381 | 0 | 0 | 0 | 0 | 0 | 0 | 0 | 0 | 0 | [74 empty] | 0 | 0
|  |  |  | 1.8373 | 18.3734 | 0 | 0 | 0 | 0 | 0 | 0 | 0.173 | 0 | 18.373 | 18.373 | 0 | 0 | 0 | 0 | 0 | 0 | 0 | 0 | 0 | [74 empty] | 0 | 0
|  |  |  | 1.5554 | 15.5536 | 0 | 0 | 0 | 0 | 0 | 0 | 0.173 | 0 | 15.554 | 15.554 | 0 | 0 | 0 | 0 | 0 | 0 | 0 | 0 | 0 | [74 empty] | 0 | 0
|  |  |  | 1.4975 | 14.9747 | 0 | 0 | 0 | 0 | 0 | 0 | 0.173 | 0 | 14.975 | 1.873 | 0 | 13.102 | 0 | 0 | 13.102 | 0 | 0 | 0 | 0 | [74 empty] | 13 | 0
|  |  |  | 1.4992 | 14.9923 | 0 | 0 | 0 | 0 | 0 | 0 | 0.173 | 0 | 14.992 | 0 | 0 | 39.276 | 0 | 24.284 | 14.992 | 0 | 0 | 0 | 0 | [74 empty] | 12 | 0
|  |  |  | 1.983 | 19.8301 | 0 | 0 | 0 | 0 | 0 | 0 | 0.173 | 0 | 19.83 | 0 | 0 | 63.749 | 0 | 43.919 | 19.83 | 0 | 0 | 0 | 0 | [74 empty] | 11 | 0
|  |  |  | 2.336 | 23.3597 | 0 | 0 | 0 | 0 | 0 | 0 | 0.173 | 0 | 23.36 | 0 | 0 | 82.362 | 0 | 59.002 | 23.36 | 0 | 0 | 0 | 0 | [74 empty] | 10 | 0
|  |  |  | 3.3902 | 33.9022 | 0 | 0 | 0 | 0 | 0 | 0 | 0.173 | 0 | 33.902 | 0 | 0 | 94.213 | 0 | 60.311 | 33.902 | 0 | 0 | 0 | 0 | [74 empty] | 9 | 0
|  |  |  | 2.9844 | 29.844 | 0 | 0 | 0 | 0 | 0 | 0 | 0.173 | 0 | 29.844 | 0 | 0 | 103.432 | 0 | 73.588 | 29.844 | 0 | 0 | 0 | 0 | [74 empty] | 8 | 0
|  |  |  | 3.4669 | 34.6688 | 0 | 0 | 0 | 0 | 0 | 0 | 0.173 | 0 | 34.669 | 0 | 0 | 104.813 | 0 | 70.145 | 34.668 | 0 | 0 | 0 | 0 | [74 empty] | 7 | 0
|  |  |  | 3.2487 | 32.4867 | 0 | 0 | 0 | 0 | 0 | 0 | 0.173 | 0 | 32.487 | 0 | 0 | 99.913 | 0 | 67.426 | 32.487 | 0 | 0 | 0 | 0 | [74 empty] | 6 | 0
|  |  |  | 3.6152 | 36.1522 | 0 | 0 | 0 | 0 | 0 | 0 | 0.173 | 0 | 36.152 | 0 | 0 | 89.4 | 0 | 53.247 | 36.153 | 0 | 0 | 0 | 0 | [74 empty] | 5 | 0
|  |  |  | 3.3059 | 33.0592 | 0 | 0 | 0 | 0 | 0 | 0 | 0.173 | 0 | 33.059 | 0 | 0 | 73.026 | 0 | 39.967 | 33.059 | 0 | 0 | 0 | 0 | [74 empty] | 4 | 0
|  |  |  | 3.5465 | 35.4648 | 0 | 0 | 0 | 0 | 0 | 0 | 0.173 | 0 | 35.465 | 0 | 0 | 50.72 | 0 | 15.255 | 35.465 | 0 | 0 | 0 | 0 | [74 empty] | 3 | 0
|  |  |  | 3.0358 | 30.3578 | 0 | 0 | 0 | 0 | 0 | 0 | 0.173 | 0 | 30.358 | 6.016 | 0 | 24.342 | 0 | 0 | 24.342 | 0 | 0 | 0 | 0 | [74 empty] | 2 | 0
|  |  |  | 2.3622 | 23.6225 | 0 | 0 | 0 | 0 | 0 | 0 | 0.173 | 0 | 23.622 | 20.351 | 0 | 3.272 | 0 | 0 | 3.272 | 0 | 0 | 0 | 0 | [74 empty] | 1 | 0
|  |  |  | 1.8428 | 18.4275 | 0 | 0 | 0 | 0 | 0 | 0 | 0.173 | 0 | 18.428 | 18.428 | 0 | 0 | 0 | 0 | 0 | 0 | 0 | 0 | 0 | [74 empty] | 0 | 0
|  |  |  | 1.8379 | 18.3788 | 0 | 0 | 0 | 0 | 0 | 0 | 0.173 | 0 | 18.379 | 18.379 | 0 | 0 | 0 | 0 | 0 | 0 | 0 | 0 | 0 | [74 empty] | 0 | 0
|  |  |  | 1.8318 | 18.3178 | 0 | 0 | 0 | 0 | 0 | 0 | 0.173 | 0 | 18.318 | 18.318 | 0 | 0 | 0 | 0 | 0 | 0 | 0 | 0 | 0 | [74 empty] | 0 | 0
|  |  |  | 1.8445 | 18.4453 | 0 | 0 | 0 | 0 | 0 | 0 | 0.173 | 0 | 18.445 | 18.445 | 0 | 0 | 0 | 0 | 0 | 0 | 0 | 0 | 0 | [74 empty] | 0 | 0
|  |  |  | 1.8316 | 18.3163 | 0 | 0 | 0 | 0 | 0 | 0 | 0.173 | 0 | 18.316 | 18.316 | 0 | 0 | 0 | 0 | 0 | 0 | 0 | 0 | 0 | [74 empty] | 0 | 0
|  |  |  | 1.8316 | 18.3156 | 0 | 0 | 0 | 0 | 0 | 0 | 0.173 | 0 | 18.316 | 18.316 | 0 | 0 | 0 | 0 | 0 | 0 | 0 | 0 | 0 | [74 empty] | 0 | 0
|  |  |  | 1.8313 | 18.3134 | 0 | 0 | 0 | 0 | 0 | 0 | 0.173 | 0 | 18.313 | 18.313 | 0 | 0 | 0 | 0 | 0 | 0 | 0 | 0 | 0 | [74 empty] | 0 | 0
|  |  |  | 1.8312 | 18.3116 | 0 | 0 | 0 | 0 | 0 | 0 | 0.173 | 0 | 18.312 | 18.312 | 0 | 0 | 0 | 0 | 0 | 0 | 0 | 0 | 0 | [74 empty] | 0 | 0
|  |  |  | 1.8393 | 18.3925 | 0 | 0 | 0 | 0 | 0 | 0 | 0.173 | 0 | 18.392 | 18.392 | 0 | 0 | 0 | 0 | 0 | 0 | 0 | 0 | 0 | [74 empty] | 0 | 0
|  |  |  | 1.8387 | 18.3867 | 0 | 0 | 0 | 0 | 0 | 0 | 0.173 | 0 | 18.387 | 18.387 | 0 | 0 | 0 | 0 | 0 | 0 | 0 | 0 | 0 | [74 empty] | 0 | 0
|  |  |  | 1.5561 | 15.561 | 0 | 0 | 0 | 0 | 0 | 0 | 0.173 | 0 | 15.561 | 15.561 | 0 | 0 | 0 | 0 | 0 | 0 | 0 | 0 | 0 | [74 empty] | 0 | 0
|  |  |  | 1.498 | 14.9804 | 0 | 0 | 0 | 0 | 0 | 0 | 0.173 | 0 | 14.98 | 2.068 | 0 | 12.913 | 0 | 0 | 12.913 | 0 | 0 | 0 | 0 | [74 empty] | 13 | 0
|  |  |  | 1.8493 | 18.4926 | 0 | 0 | 0 | 0 | 0 | 0 | 0.173 | 0 | 18.493 | 4.809 | 0 | 13.683 | 0 | 0 | 13.683 | 0 | 0 | 0 | 0 | [74 empty] | 12 | 0
|  |  |  | 2.1618 | 21.6175 | 0 | 0 | 0 | 0 | 0 | 0 | 0.173 | 0 | 21.617 | 0 | 0 | 64.287 | 0 | 42.669 | 21.618 | 0 | 0 | 0 | 0 | [74 empty] | 11 | 0
|  |  |  | 2.8202 | 28.2016 | 0 | 0 | 0 | 0 | 0 | 0 | 0.173 | 0 | 28.202 | 0 | 0 | 84.354 | 0 | 56.152 | 28.202 | 0 | 0 | 0 | 0 | [74 empty] | 10 | 0
|  |  |  | 3.4596 | 34.596 | 0 | 0 | 0 | 0 | 0 | 0 | 0.173 | 0 | 34.596 | 0 | 0 | 97.339 | 0 | 62.743 | 34.596 | 0 | 0 | 0 | 0 | [74 empty] | 9 | 0
|  |  |  | 3.4846 | 34.8459 | 0 | 0 | 0 | 0 | 0 | 0 | 0.173 | 0 | 34.846 | 0 | 0 | 104.086 | 0 | 69.24 | 34.846 | 0 | 0 | 0 | 0 | [74 empty] | 8 | 0
|  |  |  | 3.8022 | 38.0221 | 0 | 0 | 0 | 0 | 0 | 0 | 0.173 | 0 | 38.022 | 0 | 0 | 107.329 | 0 | 69.307 | 38.022 | 0 | 0 | 0 | 0 | [74 empty] | 7 | 0
|  |  |  | 3.7473 | 37.4725 | 0 | 0 | 0 | 0 | 0 | 0 | 0.173 | 0 | 37.472 | 0 | 0 | 102.399 | 0 | 64.927 | 37.472 | 0 | 0 | 0 | 0 | [74 empty] | 6 | 0
|  |  |  | 3.9434 | 39.4335 | 0 | 0 | 0 | 0 | 0 | 0 | 0.173 | 0 | 39.434 | 0 | 0 | 91.464 | 0 | 52.031 | 39.433 | 0 | 0 | 0 | 0 | [74 empty] | 5 | 0
|  |  |  | 3.7108 | 37.1077 | 0 | 0 | 0 | 0 | 0 | 0 | 0.173 | 0 | 37.108 | 0 | 0 | 74.509 | 0 | 37.402 | 37.107 | 0 | 0 | 0 | 0 | [74 empty] | 4 | 0
|  |  |  | 3.6657 | 36.657 | 0 | 0 | 0 | 0 | 0 | 0 | 0.173 | 0 | 36.657 | 0 | 0 | 51.36 | 0 | 14.703 | 36.657 | 0 | 0 | 0 | 0 | [74 empty] | 3 | 0
|  |  |  | 3.1092 | 31.0917 | 0 | 0 | 0 | 0 | 0 | 0 | 0.173 | 0 | 31.092 | 6.88 | 0 | 24.211 | 0 | 0 | 24.211 | 0 | 0 | 0 | 0 | [74 empty] | 2 | 0
|  |  |  | 2.3258 | 23.2577 | 0 | 0 | 0 | 0 | 0 | 0 | 0.173 | 0 | 23.258 | 20.044 | 0 | 3.214 | 0 | 0 | 3.214 | 0 | 0 | 0 | 0 | [74 empty] | 1 | 0
|  |  |  | 1.8422 | 18.422 | 0 | 0 | 0 | 0 | 0 | 0 | 0.173 | 0 | 18.422 | 18.422 | 0 | 0 | 0 | 0 | 0 | 0 | 0 | 0 | 0 | [74 empty] | 0 | 0
|  |  |  | 1.8374 | 18.3735 | 0 | 0 | 0 | 0 | 0 | 0 | 0.173 | 0 | 18.373 | 18.373 | 0 | 0 | 0 | 0 | 0 | 0 | 0 | 0 | 0 | [74 empty] | 0 | 0
|  |  |  | 1.8313 | 18.3133 | 0 | 0 | 0 | 0 | 0 | 0 | 0.173 | 0 | 18.313 | 18.313 | 0 | 0 | 0 | 0 | 0 | 0 | 0 | 0 | 0 | [74 empty] | 0 | 0
|  |  |  | 1.8442 | 18.4418 | 0 | 0 | 0 | 0 | 0 | 0 | 0.173 | 0 | 18.442 | 18.442 | 0 | 0 | 0 | 0 | 0 | 0 | 0 | 0 | 0 | [74 empty] | 0 | 0
|  |  |  | 1.8312 | 18.3116 | 0 | 0 | 0 | 0 | 0 | 0 | 0.173 | 0 | 18.312 | 18.312 | 0 | 0 | 0 | 0 | 0 | 0 | 0 | 0 | 0 | [74 empty] | 0 | 0
|  |  |  | 1.8311 | 18.3111 | 0 | 0 | 0 | 0 | 0 | 0 | 0.173 | 0 | 18.311 | 18.311 | 0 | 0 | 0 | 0 | 0 | 0 | 0 | 0 | 0 | [74 empty] | 0 | 0
|  |  |  | 1.8311 | 18.3106 | 0 | 0 | 0 | 0 | 0 | 0 | 0.173 | 0 | 18.311 | 18.311 | 0 | 0 | 0 | 0 | 0 | 0 | 0 | 0 | 0 | [74 empty] | 0 | 0
|  |  |  | 1.831 | 18.3099 | 0 | 0 | 0 | 0 | 0 | 0 | 0.173 | 0 | 18.31 | 18.31 | 0 | 0 | 0 | 0 | 0 | 0 | 0 | 0 | 0 | [74 empty] | 0 | 0
|  |  |  | 1.8389 | 18.3894 | 0 | 0 | 0 | 0 | 0 | 0 | 0.173 | 0 | 18.389 | 18.389 | 0 | 0 | 0 | 0 | 0 | 0 | 0 | 0 | 0 | [74 empty] | 0 | 0
|  |  |  | 1.8384 | 18.3837 | 0 | 0 | 0 | 0 | 0 | 0 | 0.173 | 0 | 18.384 | 18.384 | 0 | 0 | 0 | 0 | 0 | 0 | 0 | 0 | 0 | [74 empty] | 0 | 0
|  |  |  | 4.2503 | 42.5026 | 0 | 0 | 0 | 0 | 0 | 0 | 0.173 | 0 | 42.503 | 42.503 | 0 | 0 | 0 | 0 | 0 | 0 | 0 | 0 | 0 | [74 empty] | 0 | 0
|  |  |  | 4.4415 | 44.415 | 0 | 0 | 0 | 0 | 0 | 0 | 0.173 | 0 | 44.415 | 31.662 | 0 | 12.753 | 0 | 0 | 12.753 | 0 | 0 | 0 | 0 | [74 empty] | 12 | 0
|  |  |  | 7.4913 | 74.9129 | 0 | 0 | 0 | 0 | 0 | 0 | 0.173 | 0 | 74.913 | 35.506 | 0 | 39.407 | 0 | 0 | 39.407 | 0 | 0 | 0 | 0 | [74 empty] | 11 | 0
|  |  |  | 8.6437 | 86.4369 | 0 | 0 | 0 | 0 | 0 | 0 | 0.173 | 0 | 86.437 | 21.888 | 0 | 64.549 | 0 | 0 | 64.549 | 0 | 0 | 0 | 0 | [74 empty] | 10 | 0
|  |  |  | 9.1562 | 91.5618 | 0 | 0 | 0 | 0 | 0 | 0 | 0.173 | 0 | 91.562 | 7.819 | 0 | 83.743 | 0 | 0 | 83.743 | 0 | 0 | 0 | 0 | [74 empty] | 9 | 0
|  |  |  | 9.6481 | 96.4812 | 0 | 0 | 0 | 0 | 0 | 0 | 0.173 | 0 | 96.481 | 0.451 | 0 | 96.03 | 0 | 0 | 96.03 | 0 | 0 | 0 | 0 | [74 empty] | 8 | 0
|  |  |  | 10.0225 | 100.225 | 0 | 0 | 0 | 0 | 0 | 0 | 0.173 | 0 | 100.225 | 0 | 0 | 102.981 | 0 | 2.756 | 100.225 | 0 | 0 | 0 | 0 | [74 empty] | 7 | 0
|  |  |  | 10.0713 | 100.713 | 0 | 0 | 0 | 0 | 0 | 0 | 0.173 | 0 | 100.713 | 0 | 0 | 103.868 | 0 | 3.155 | 100.713 | 0 | 0 | 0 | 0 | [74 empty] | 6 | 0
|  |  |  | 10.1652 | 101.652 | 0 | 0 | 0 | 0 | 0 | 0 | 0.173 | 0 | 101.652 | 2.103 | 0 | 99.549 | 0 | 0 | 99.549 | 0 | 0 | 0 | 0 | [74 empty] | 5 | 0
|  |  |  | 9.8641 | 98.6409 | 0 | 0 | 0 | 0 | 0 | 0 | 0.173 | 0 | 98.641 | 7.729 | 0 | 90.912 | 0 | 0 | 90.912 | 0 | 0 | 0 | 0 | [74 empty] | 4 | 0
|  |  |  | 8.8723 | 88.7226 | 0 | 0 | 0 | 0 | 0 | 0 | 0.173 | 0 | 88.723 | 15.042 | 0 | 73.681 | 0 | 0 | 73.681 | 0 | 0 | 0 | 0 | [74 empty] | 3 | 0
|  |  |  | 7.2148 | 72.1477 | 0 | 0 | 0 | 0 | 0 | 0 | 0.173 | 0 | 72.148 | 21.282 | 0 | 50.865 | 0 | 0 | 50.865 | 0 | 0 | 0 | 0 | [74 empty] | 2 | 0
|  |  |  | 5.924 | 59.2402 | 0 | 0 | 0 | 0 | 0 | 0 | 0.173 | 0 | 59.24 | 35.233 | 0 | 24.008 | 0 | 0 | 24.008 | 0 | 0 | 0 | 0 | [74 empty] | 1 | 0
|  |  |  | 5.8006 | 58.0059 | 0 | 0 | 0 | 0 | 0 | 0 | 0.173 | 0 | 58.006 | 54.763 | 0 | 3.243 | 0 | 0 | 3.243 | 0 | 0 | 0 | 0 | [74 empty] | 0 | 0
|  |  |  | 4.3831 | 43.8312 | 0 | 0 | 0 | 0 | 0 | 0 | 0.173 | 0 | 43.831 | 43.831 | 0 | 0 | 0 | 0 | 0 | 0 | 0 | 0 | 0 | [74 empty] | 0 | 0
|  |  |  | 1.8346 | 18.3464 | 0 | 0 | 0 | 0 | 0 | 0 | 0.173 | 0 | 18.346 | 18.346 | 0 | 0 | 0 | 0 | 0 | 0 | 0 | 0 | 0 | [74 empty] | 0 | 0
|  |  |  | 1.8298 | 18.2984 | 0 | 0 | 0 | 0 | 0 | 0 | 0.173 | 0 | 18.298 | 18.298 | 0 | 0 | 0 | 0 | 0 | 0 | 0 | 0 | 0 | [74 empty] | 0 | 0
|  |  |  | 1.8437 | 18.4366 | 0 | 0 | 0 | 0 | 0 | 0 | 0.173 | 0 | 18.437 | 18.437 | 0 | 0 | 0 | 0 | 0 | 0 | 0 | 0 | 0 | [74 empty] | 0 | 0
|  |  |  | 1.8302 | 18.3021 | 0 | 0 | 0 | 0 | 0 | 0 | 0.173 | 0 | 18.302 | 18.302 | 0 | 0 | 0 | 0 | 0 | 0 | 0 | 0 | 0 | [74 empty] | 0 | 0
|  |  |  | 1.8305 | 18.3047 | 0 | 0 | 0 | 0 | 0 | 0 | 0.173 | 0 | 18.305 | 18.305 | 0 | 0 | 0 | 0 | 0 | 0 | 0 | 0 | 0 | [74 empty] | 0 | 0
|  |  |  | 1.8305 | 18.3054 | 0 | 0 | 0 | 0 | 0 | 0 | 0.173 | 0 | 18.305 | 18.305 | 0 | 0 | 0 | 0 | 0 | 0 | 0 | 0 | 0 | [74 empty] | 0 | 0
|  |  |  | 1.8305 | 18.3048 | 0 | 0 | 0 | 0 | 0 | 0 | 0.173 | 0 | 18.305 | 18.305 | 0 | 0 | 0 | 0 | 0 | 0 | 0 | 0 | 0 | [74 empty] | 0 | 0
|  |  |  | 1.87 | 18.7001 | 0 | 0 | 0 | 0 | 0 | 0 | 0.173 | 0 | 18.7 | 18.7 | 0 | 0 | 0 | 0 | 0 | 0 | 0 | 0 | 0 | [74 empty] | 0 | 0
|  |  |  | 1.8643 | 18.643 | 0 | 0 | 0 | 0 | 0 | 0 | 0.173 | 0 | 18.643 | 18.643 | 0 | 0 | 0 | 0 | 0 | 0 | 0 | 0 | 0 | [74 empty] | 0 | 0
|  |  |  | 4.1097 | 41.0974 | 0 | 0 | 0 | 0 | 0 | 0 | 0.173 | 0 | 41.097 | 41.097 | 0 | 0 | 0 | 0 | 0 | 0 | 0 | 0 | 0 | [74 empty] | 0 | 0
|  |  |  | 4.2376 | 42.3756 | 0 | 0 | 0 | 0 | 0 | 0 | 0.173 | 0 | 42.376 | 32.648 | 0 | 9.728 | 0 | 0 | 9.728 | 0 | 0 | 0 | 0 | [74 empty] | 12 | 0
|  |  |  | 7.1179 | 71.1787 | 0 | 0 | 0 | 0 | 0 | 0 | 0.173 | 0 | 71.179 | 33.226 | 0 | 37.953 | 0 | 0 | 37.953 | 0 | 0 | 0 | 0 | [74 empty] | 11 | 0
|  |  |  | 8.3184 | 83.1839 | 0 | 0 | 0 | 0 | 0 | 0 | 0.173 | 0 | 83.184 | 21.994 | 0 | 61.19 | 0 | 0 | 61.19 | 0 | 0 | 0 | 0 | [74 empty] | 10 | 0
|  |  |  | 8.919 | 89.1904 | 0 | 0 | 0 | 0 | 0 | 0 | 0.173 | 0 | 89.19 | 10.624 | 0 | 78.566 | 0 | 0 | 78.566 | 0 | 0 | 0 | 0 | [74 empty] | 9 | 0
|  |  |  | 9.2218 | 92.2185 | 0 | 0 | 0 | 0 | 0 | 0 | 0.173 | 0 | 92.219 | 3.619 | 0 | 88.6 | 0 | 0 | 88.6 | 0 | 0 | 0 | 0 | [74 empty] | 8 | 0
|  |  |  | 9.9163 | 99.1626 | 0 | 0 | 0 | 0 | 0 | 0 | 0.173 | 0 | 99.163 | 4.644 | 0 | 94.518 | 0 | 0 | 94.518 | 0 | 0 | 0 | 0 | [74 empty] | 7 | 0
|  |  |  | 10.2492 | 102.492 | 0 | 0 | 0 | 0 | 0 | 0 | 0.173 | 0 | 102.492 | 7.624 | 0 | 94.867 | 0 | 0 | 94.867 | 0 | 0 | 0 | 0 | [74 empty] | 6 | 0
|  |  |  | 10.0001 | 100.001 | 0 | 0 | 0 | 0 | 0 | 0 | 0.173 | 0 | 100.001 | 9.961 | 0 | 90.039 | 0 | 0 | 90.039 | 0 | 0 | 0 | 0 | [74 empty] | 5 | 0
|  |  |  | 9.6345 | 96.3454 | 0 | 0 | 0 | 0 | 0 | 0 | 0.173 | 0 | 96.345 | 14.158 | 0 | 82.187 | 0 | 0 | 82.187 | 0 | 0 | 0 | 0 | [74 empty] | 4 | 0
|  |  |  | 9.4405 | 94.4055 | 0 | 0 | 0 | 0 | 0 | 0 | 0.173 | 0 | 94.405 | 28.49 | 0 | 65.915 | 0 | 0 | 65.915 | 0 | 0 | 0 | 0 | [74 empty] | 3 | 0
|  |  |  | 8.5768 | 85.7679 | 0 | 0 | 0 | 0 | 0 | 0 | 0.173 | 0 | 85.768 | 40.894 | 0 | 44.874 | 0 | 0 | 44.874 | 0 | 0 | 0 | 0 | [74 empty] | 2 | 0
|  |  |  | 6.4477 | 64.4772 | 0 | 0 | 0 | 0 | 0 | 0 | 0.173 | 0 | 64.477 | 45.544 | 0 | 18.933 | 0 | 0 | 18.933 | 0 | 0 | 0 | 0 | [74 empty] | 1 | 0
|  |  |  | 6.3349 | 63.3492 | 0 | 0 | 0 | 0 | 0 | 0 | 0.173 | 0 | 63.349 | 60.383 | 0 | 2.966 | 0 | 0 | 2.966 | 0 | 0 | 0 | 0 | [74 empty] | 0 | 0
|  |  |  | 4.8687 | 48.6872 | 0 | 0 | 0 | 0 | 0 | 0 | 0.173 | 0 | 48.687 | 48.687 | 0 | 0 | 0 | 0 | 0 | 0 | 0 | 0 | 0 | [74 empty] | 0 | 0
|  |  |  | 1.831 | 18.3095 | 0 | 0 | 0 | 0 | 0 | 0 | 0.173 | 0 | 18.31 | 18.31 | 0 | 0 | 0 | 0 | 0 | 0 | 0 | 0 | 0 | [74 empty] | 0 | 0
|  |  |  | 1.8316 | 18.3156 | 0 | 0 | 0 | 0 | 0 | 0 | 0.173 | 0 | 18.316 | 18.316 | 0 | 0 | 0 | 0 | 0 | 0 | 0 | 0 | 0 | [74 empty] | 0 | 0
|  |  |  | 1.8452 | 18.4516 | 0 | 0 | 0 | 0 | 0 | 0 | 0.173 | 0 | 18.452 | 18.452 | 0 | 0 | 0 | 0 | 0 | 0 | 0 | 0 | 0 | [74 empty] | 0 | 0
|  |  |  | 1.8317 | 18.3173 | 0 | 0 | 0 | 0 | 0 | 0 | 0.173 | 0 | 18.317 | 18.317 | 0 | 0 | 0 | 0 | 0 | 0 | 0 | 0 | 0 | [74 empty] | 0 | 0
|  |  |  | 1.8317 | 18.317 | 0 | 0 | 0 | 0 | 0 | 0 | 0.173 | 0 | 18.317 | 18.317 | 0 | 0 | 0 | 0 | 0 | 0 | 0 | 0 | 0 | [74 empty] | 0 | 0
|  |  |  | 1.8317 | 18.3165 | 0 | 0 | 0 | 0 | 0 | 0 | 0.173 | 0 | 18.316 | 18.316 | 0 | 0 | 0 | 0 | 0 | 0 | 0 | 0 | 0 | [74 empty] | 0 | 0
|  |  |  | 1.8316 | 18.3159 | 0 | 0 | 0 | 0 | 0 | 0 | 0.173 | 0 | 18.316 | 18.316 | 0 | 0 | 0 | 0 | 0 | 0 | 0 | 0 | 0 | [74 empty] | 0 | 0
|  |  |  | 1.8397 | 18.3972 | 0 | 0 | 0 | 0 | 0 | 0 | 0.173 | 0 | 18.397 | 18.397 | 0 | 0 | 0 | 0 | 0 | 0 | 0 | 0 | 0 | [74 empty] | 0 | 0
|  |  |  | 1.8389 | 18.3891 | 0 | 0 | 0 | 0 | 0 | 0 | 0.173 | 0 | 18.389 | 18.389 | 0 | 0 | 0 | 0 | 0 | 0 | 0 | 0 | 0 | [74 empty] | 0 | 0
|  |  |  | 4.3995 | 43.9948 | 0 | 0 | 0 | 0 | 0 | 0 | 0.173 | 0 | 43.995 | 43.995 | 0 | 0 | 0 | 0 | 0 | 0 | 0 | 0 | 0 | [74 empty] | 0 | 0
|  |  |  | 4.4521 | 44.5208 | 0 | 0 | 0 | 0 | 0 | 0 | 0.173 | 0 | 44.521 | 33.789 | 0 | 10.731 | 0 | 0 | 10.731 | 0 | 0 | 0 | 0 | [74 empty] | 12 | 0
|  |  |  | 7.3243 | 73.2426 | 0 | 0 | 0 | 0 | 0 | 0 | 0.173 | 0 | 73.243 | 36.875 | 0 | 36.368 | 0 | 0 | 36.368 | 0 | 0 | 0 | 0 | [74 empty] | 11 | 0
|  |  |  | 8.2956 | 82.9564 | 0 | 0 | 0 | 0 | 0 | 0 | 0.173 | 0 | 82.956 | 24.312 | 0 | 58.645 | 0 | 0 | 58.645 | 0 | 0 | 0 | 0 | [74 empty] | 10 | 0
|  |  |  | 9.4862 | 94.8623 | 0 | 0 | 0 | 0 | 0 | 0 | 0.173 | 0 | 94.862 | 19.51 | 0 | 75.353 | 0 | 0 | 75.353 | 0 | 0 | 0 | 0 | [74 empty] | 9 | 0
|  |  |  | 10.4112 | 104.112 | 0 | 0 | 0 | 0 | 0 | 0 | 0.173 | 0 | 104.112 | 18.028 | 0 | 86.084 | 0 | 0 | 86.084 | 0 | 0 | 0 | 0 | [74 empty] | 8 | 0
|  |  |  | 10.7004 | 107.004 | 0 | 0 | 0 | 0 | 0 | 0 | 0.173 | 0 | 107.004 | 11.09 | 0 | 95.914 | 0 | 0 | 95.914 | 0 | 0 | 0 | 0 | [74 empty] | 7 | 0
|  |  |  | 10.6279 | 106.279 | 0 | 0 | 0 | 0 | 0 | 0 | 0.173 | 0 | 106.279 | 9.26 | 0 | 97.019 | 0 | 0 | 97.019 | 0 | 0 | 0 | 0 | [74 empty] | 6 | 0
|  |  |  | 10.4068 | 104.068 | 0 | 0 | 0 | 0 | 0 | 0 | 0.173 | 0 | 104.068 | 23.335 | 0 | 80.733 | 0 | 0 | 80.733 | 0 | 0 | 0 | 0 | [74 empty] | 5 | 0
|  |  |  | 10.189 | 101.89 | 0 | 0 | 0 | 0 | 0 | 0 | 0.173 | 0 | 101.89 | 29.532 | 0 | 72.357 | 0 | 0 | 72.357 | 0 | 0 | 0 | 0 | [74 empty] | 4 | 0
|  |  |  | 10.053 | 100.53 | 0 | 0 | 0 | 0 | 0 | 0 | 0.173 | 0 | 100.53 | 35.894 | 0 | 64.636 | 0 | 0 | 64.636 | 0 | 0 | 0 | 0 | [74 empty] | 3 | 0
|  |  |  | 8.8339 | 88.3395 | 0 | 0 | 0 | 0 | 0 | 0 | 0.173 | 0 | 88.339 | 50.561 | 0 | 37.778 | 0 | 0 | 37.778 | 0 | 0 | 0 | 0 | [74 empty] | 2 | 0
|  |  |  | 6.5734 | 65.7339 | 0 | 0 | 0 | 0 | 0 | 0 | 0.173 | 0 | 65.734 | 44.024 | 0 | 21.71 | 0 | 0 | 21.71 | 0 | 0 | 0 | 0 | [74 empty] | 1 | 0
|  |  |  | 6.5751 | 65.7513 | 0 | 0 | 0 | 0 | 0 | 0 | 0.173 | 0 | 65.751 | 62.538 | 0 | 3.214 | 0 | 0 | 3.214 | 0 | 0 | 0 | 0 | [74 empty] | 0 | 0
|  |  |  | 5.1057 | 51.057 | 0 | 0 | 0 | 0 | 0 | 0 | 0.173 | 0 | 51.057 | 51.057 | 0 | 0 | 0 | 0 | 0 | 0 | 0 | 0 | 0 | [74 empty] | 0 | 0
|  |  |  | 1.8375 | 18.375 | 0 | 0 | 0 | 0 | 0 | 0 | 0.173 | 0 | 18.375 | 18.375 | 0 | 0 | 0 | 0 | 0 | 0 | 0 | 0 | 0 | [74 empty] | 0 | 0
|  |  |  | 1.832 | 18.3205 | 0 | 0 | 0 | 0 | 0 | 0 | 0.173 | 0 | 18.321 | 18.321 | 0 | 0 | 0 | 0 | 0 | 0 | 0 | 0 | 0 | [74 empty] | 0 | 0
|  |  |  | 1.8454 | 18.4539 | 0 | 0 | 0 | 0 | 0 | 0 | 0.173 | 0 | 18.454 | 18.454 | 0 | 0 | 0 | 0 | 0 | 0 | 0 | 0 | 0 | [74 empty] | 0 | 0
|  |  |  | 1.832 | 18.3196 | 0 | 0 | 0 | 0 | 0 | 0 | 0.173 | 0 | 18.32 | 18.32 | 0 | 0 | 0 | 0 | 0 | 0 | 0 | 0 | 0 | [74 empty] | 0 | 0
|  |  |  | 1.8319 | 18.3188 | 0 | 0 | 0 | 0 | 0 | 0 | 0.173 | 0 | 18.319 | 18.319 | 0 | 0 | 0 | 0 | 0 | 0 | 0 | 0 | 0 | [74 empty] | 0 | 0
|  |  |  | 1.8318 | 18.3179 | 0 | 0 | 0 | 0 | 0 | 0 | 0.173 | 0 | 18.318 | 18.318 | 0 | 0 | 0 | 0 | 0 | 0 | 0 | 0 | 0 | [74 empty] | 0 | 0
|  |  |  | 1.8317 | 18.317 | 0 | 0 | 0 | 0 | 0 | 0 | 0.173 | 0 | 18.317 | 18.317 | 0 | 0 | 0 | 0 | 0 | 0 | 0 | 0 | 0 | [74 empty] | 0 | 0
|  |  |  | 1.8398 | 18.3983 | 0 | 0 | 0 | 0 | 0 | 0 | 0.173 | 0 | 18.398 | 18.398 | 0 | 0 | 0 | 0 | 0 | 0 | 0 | 0 | 0 | [74 empty] | 0 | 0
|  |  |  | 1.8392 | 18.3923 | 0 | 0 | 0 | 0 | 0 | 0 | 0.173 | 0 | 18.392 | 18.392 | 0 | 0 | 0 | 0 | 0 | 0 | 0 | 0 | 0 | [74 empty] | 0 | 0
|  |  |  | 4.514 | 45.1401 | 0 | 0 | 0 | 0 | 0 | 0 | 0.173 | 0 | 45.14 | 45.14 | 0 | 0 | 0 | 0 | 0 | 0 | 0 | 0 | 0 | [74 empty] | 0 | 0
|  |  |  | 4.4261 | 44.2613 | 0 | 0 | 0 | 0 | 0 | 0 | 0.173 | 0 | 44.261 | 31.887 | 0 | 12.375 | 0 | 0 | 12.375 | 0 | 0 | 0 | 0 | [74 empty] | 12 | 0
|  |  |  | 7.3214 | 73.2142 | 0 | 0 | 0 | 0 | 0 | 0 | 0.173 | 0 | 73.214 | 35.829 | 0 | 37.386 | 0 | 0 | 37.386 | 0 | 0 | 0 | 0 | [74 empty] | 11 | 0
|  |  |  | 8.293 | 82.93 | 0 | 0 | 0 | 0 | 0 | 0 | 0.173 | 0 | 82.93 | 21.246 | 0 | 61.684 | 0 | 0 | 61.684 | 0 | 0 | 0 | 0 | [74 empty] | 10 | 0
|  |  |  | 9.0548 | 90.5479 | 0 | 0 | 0 | 0 | 0 | 0 | 0.173 | 0 | 90.548 | 10.309 | 0 | 80.239 | 0 | 0 | 80.239 | 0 | 0 | 0 | 0 | [74 empty] | 9 | 0
|  |  |  | 9.7878 | 97.8775 | 0 | 0 | 0 | 0 | 0 | 0 | 0.173 | 0 | 97.877 | 6.108 | 0 | 91.77 | 0 | 0 | 91.77 | 0 | 0 | 0 | 0 | [74 empty] | 8 | 0
|  |  |  | 10.0117 | 100.117 | 0 | 0 | 0 | 0 | 0 | 0 | 0.173 | 0 | 100.117 | 2.283 | 0 | 97.834 | 0 | 0 | 97.834 | 0 | 0 | 0 | 0 | [74 empty] | 7 | 0
|  |  |  | 9.9634 | 99.6336 | 0 | 0 | 0 | 0 | 0 | 0 | 0.173 | 0 | 99.634 | 1.204 | 0 | 98.43 | 0 | 0 | 98.43 | 0 | 0 | 0 | 0 | [74 empty] | 6 | 0
|  |  |  | 10.0828 | 100.828 | 0 | 0 | 0 | 0 | 0 | 0 | 0.173 | 0 | 100.828 | 3.794 | 0 | 97.034 | 0 | 0 | 97.034 | 0 | 0 | 0 | 0 | [74 empty] | 5 | 0
|  |  |  | 9.5811 | 95.811 | 0 | 0 | 0 | 0 | 0 | 0 | 0.173 | 0 | 95.811 | 8.723 | 0 | 87.088 | 0 | 0 | 87.088 | 0 | 0 | 0 | 0 | [74 empty] | 4 | 0
|  |  |  | 9.0976 | 90.9757 | 0 | 0 | 0 | 0 | 0 | 0 | 0.173 | 0 | 90.976 | 20.48 | 0 | 70.496 | 0 | 0 | 70.496 | 0 | 0 | 0 | 0 | [74 empty] | 3 | 0
|  |  |  | 8.2216 | 82.2158 | 0 | 0 | 0 | 0 | 0 | 0 | 0.173 | 0 | 82.216 | 34.23 | 0 | 47.986 | 0 | 0 | 47.986 | 0 | 0 | 0 | 0 | [74 empty] | 2 | 0
|  |  |  | 6.2519 | 62.5187 | 0 | 0 | 0 | 0 | 0 | 0 | 0.173 | 0 | 62.519 | 40.169 | 0 | 22.35 | 0 | 0 | 22.35 | 0 | 0 | 0 | 0 | [74 empty] | 1 | 0
|  |  |  | 6.0968 | 60.9675 | 0 | 0 | 0 | 0 | 0 | 0 | 0.173 | 0 | 60.967 | 57.972 | 0 | 2.995 | 0 | 0 | 2.995 | 0 | 0 | 0 | 0 | [74 empty] | 0 | 0
|  |  |  | 4.5384 | 45.3836 | 0 | 0 | 0 | 0 | 0 | 0 | 0.173 | 0 | 45.384 | 45.384 | 0 | 0 | 0 | 0 | 0 | 0 | 0 | 0 | 0 | [74 empty] | 0 | 0
|  |  |  | 1.8359 | 18.3589 | 0 | 0 | 0 | 0 | 0 | 0 | 0.173 | 0 | 18.359 | 18.359 | 0 | 0 | 0 | 0 | 0 | 0 | 0 | 0 | 0 | [74 empty] | 0 | 0
|  |  |  | 1.8307 | 18.3072 | 0 | 0 | 0 | 0 | 0 | 0 | 0.173 | 0 | 18.307 | 18.307 | 0 | 0 | 0 | 0 | 0 | 0 | 0 | 0 | 0 | [74 empty] | 0 | 0
|  |  |  | 1.8445 | 18.445 | 0 | 0 | 0 | 0 | 0 | 0 | 0.173 | 0 | 18.445 | 18.445 | 0 | 0 | 0 | 0 | 0 | 0 | 0 | 0 | 0 | [74 empty] | 0 | 0
|  |  |  | 1.831 | 18.3096 | 0 | 0 | 0 | 0 | 0 | 0 | 0.173 | 0 | 18.31 | 18.31 | 0 | 0 | 0 | 0 | 0 | 0 | 0 | 0 | 0 | [74 empty] | 0 | 0
|  |  |  | 1.8308 | 18.3081 | 0 | 0 | 0 | 0 | 0 | 0 | 0.173 | 0 | 18.308 | 18.308 | 0 | 0 | 0 | 0 | 0 | 0 | 0 | 0 | 0 | [74 empty] | 0 | 0
|  |  |  | 1.8307 | 18.3066 | 0 | 0 | 0 | 0 | 0 | 0 | 0.173 | 0 | 18.307 | 18.307 | 0 | 0 | 0 | 0 | 0 | 0 | 0 | 0 | 0 | [74 empty] | 0 | 0
|  |  |  | 1.8306 | 18.3061 | 0 | 0 | 0 | 0 | 0 | 0 | 0.173 | 0 | 18.306 | 18.306 | 0 | 0 | 0 | 0 | 0 | 0 | 0 | 0 | 0 | [74 empty] | 0 | 0
|  |  |  | 1.8698 | 18.6979 | 0 | 0 | 0 | 0 | 0 | 0 | 0.173 | 0 | 18.698 | 18.698 | 0 | 0 | 0 | 0 | 0 | 0 | 0 | 0 | 0 | [74 empty] | 0 | 0
|  |  |  | 1.8639 | 18.6389 | 0 | 0 | 0 | 0 | 0 | 0 | 0.173 | 0 | 18.639 | 18.639 | 0 | 0 | 0 | 0 | 0 | 0 | 0 | 0 | 0 | [74 empty] | 0 | 0
|  |  |  | 4.1781 | 41.7811 | 0 | 0 | 0 | 0 | 0 | 0 | 0.173 | 0 | 41.781 | 41.781 | 0 | 0 | 0 | 0 | 0 | 0 | 0 | 0 | 0 | [74 empty] | 0 | 0
|  |  |  | 4.0068 | 40.0681 | 0 | 0 | 0 | 0 | 0 | 0 | 0.173 | 0 | 40.068 | 27.883 | 0 | 12.186 | 0 | 0 | 12.186 | 0 | 0 | 0 | 0 | [74 empty] | 12 | 0
|  |  |  | 6.2236 | 62.2359 | 0 | 0 | 0 | 0 | 0 | 0 | 0.173 | 0 | 62.236 | 43.987 | 0 | 18.249 | 0 | 0 | 18.249 | 0 | 0 | 0 | 0 | [74 empty] | 11 | 0
|  |  |  | 6.3629 | 63.6289 | 0 | 0 | 0 | 0 | 0 | 0 | 0.173 | 0 | 63.629 | 33.339 | 0 | 30.289 | 0 | 0 | 30.289 | 0 | 0 | 0 | 0 | [74 empty] | 10 | 0
|  |  |  | 6.5884 | 65.884 | 0 | 0 | 0 | 0 | 0 | 0 | 0.173 | 0 | 65.884 | 4.491 | 0 | 61.393 | 0 | 0 | 61.393 | 0 | 0 | 0 | 0 | [74 empty] | 9 | 0
|  |  |  | 6.758 | 67.5799 | 0 | 0 | 0 | 0 | 0 | 0 | 0.173 | 0 | 67.58 | 0 | 0 | 84.383 | 0 | 16.803 | 67.58 | 0 | 0 | 0 | 0 | [74 empty] | 8 | 0
|  |  |  | 7.027 | 70.2697 | 0 | 0 | 0 | 0 | 0 | 0 | 0.173 | 0 | 70.27 | 0 | 0 | 103.025 | 0 | 32.755 | 70.27 | 0 | 0 | 0 | 0 | [74 empty] | 7 | 0
|  |  |  | 7.0874 | 70.8742 | 0 | 0 | 0 | 0 | 0 | 0 | 0.173 | 0 | 70.874 | 0 | 0 | 104.014 | 0 | 33.139 | 70.875 | 0 | 0 | 0 | 0 | [74 empty] | 6 | 0
|  |  |  | 7.1873 | 71.8726 | 0 | 0 | 0 | 0 | 0 | 0 | 0.173 | 0 | 71.873 | 0 | 0 | 98.793 | 0 | 26.921 | 71.872 | 0 | 0 | 0 | 0 | [74 empty] | 5 | 0
|  |  |  | 7.2029 | 72.0291 | 0 | 0 | 0 | 0 | 0 | 0 | 0.173 | 0 | 72.029 | 0 | 0 | 87.858 | 0 | 15.829 | 72.029 | 0 | 0 | 0 | 0 | [74 empty] | 4 | 0
|  |  |  | 6.793 | 67.9302 | 0 | 0 | 0 | 0 | 0 | 0 | 0.173 | 0 | 67.93 | 0 | 0 | 71.223 | 0 | 3.293 | 67.93 | 0 | 0 | 0 | 0 | [74 empty] | 3 | 0
|  |  |  | 5.7865 | 57.8653 | 0 | 0 | 0 | 0 | 0 | 0 | 0.173 | 0 | 57.865 | 9.574 | 0 | 48.291 | 0 | 0 | 48.291 | 0 | 0 | 0 | 0 | [74 empty] | 2 | 0
|  |  |  | 5.5823 | 55.8234 | 0 | 0 | 0 | 0 | 0 | 0 | 0.173 | 0 | 55.823 | 33.808 | 0 | 22.015 | 0 | 0 | 22.015 | 0 | 0 | 0 | 0 | [74 empty] | 1 | 0
|  |  |  | 5.6449 | 56.4494 | 0 | 0 | 0 | 0 | 0 | 0 | 0.173 | 0 | 56.449 | 53.788 | 0 | 2.661 | 0 | 0 | 2.661 | 0 | 0 | 0 | 0 | [74 empty] | 0 | 0
|  |  |  | 4.2251 | 42.2512 | 0 | 0 | 0 | 0 | 0 | 0 | 0.173 | 0 | 42.251 | 42.251 | 0 | 0 | 0 | 0 | 0 | 0 | 0 | 0 | 0 | [74 empty] | 0 | 0
|  |  |  | 1.8283 | 18.2828 | 0 | 0 | 0 | 0 | 0 | 0 | 0.173 | 0 | 18.283 | 18.283 | 0 | 0 | 0 | 0 | 0 | 0 | 0 | 0 | 0 | [74 empty] | 0 | 0
|  |  |  | 1.829 | 18.2897 | 0 | 0 | 0 | 0 | 0 | 0 | 0.173 | 0 | 18.29 | 18.29 | 0 | 0 | 0 | 0 | 0 | 0 | 0 | 0 | 0 | [74 empty] | 0 | 0
|  |  |  | 1.8428 | 18.428 | 0 | 0 | 0 | 0 | 0 | 0 | 0.173 | 0 | 18.428 | 18.428 | 0 | 0 | 0 | 0 | 0 | 0 | 0 | 0 | 0 | [74 empty] | 0 | 0
|  |  |  | 1.8291 | 18.2914 | 0 | 0 | 0 | 0 | 0 | 0 | 0.173 | 0 | 18.291 | 18.291 | 0 | 0 | 0 | 0 | 0 | 0 | 0 | 0 | 0 | [74 empty] | 0 | 0
|  |  |  | 1.8291 | 18.2911 | 0 | 0 | 0 | 0 | 0 | 0 | 0.173 | 0 | 18.291 | 18.291 | 0 | 0 | 0 | 0 | 0 | 0 | 0 | 0 | 0 | [74 empty] | 0 | 0
|  |  |  | 1.8291 | 18.2908 | 0 | 0 | 0 | 0 | 0 | 0 | 0.173 | 0 | 18.291 | 18.291 | 0 | 0 | 0 | 0 | 0 | 0 | 0 | 0 | 0 | [74 empty] | 0 | 0
|  |  |  | 1.829 | 18.2903 | 0 | 0 | 0 | 0 | 0 | 0 | 0.173 | 0 | 18.29 | 18.29 | 0 | 0 | 0 | 0 | 0 | 0 | 0 | 0 | 0 | [74 empty] | 0 | 0
|  |  |  | 1.8366 | 18.366 | 0 | 0 | 0 | 0 | 0 | 0 | 0.173 | 0 | 18.366 | 18.366 | 0 | 0 | 0 | 0 | 0 | 0 | 0 | 0 | 0 | [74 empty] | 0 | 0
|  |  |  | 1.836 | 18.3605 | 0 | 0 | 0 | 0 | 0 | 0 | 0.173 | 0 | 18.36 | 18.36 | 0 | 0 | 0 | 0 | 0 | 0 | 0 | 0 | 0 | [74 empty] | 0 | 0
|  |  |  | 1.61 | 16.1004 | 0 | 0 | 0 | 0 | 0 | 0 | 0.173 | 0 | 16.1 | 16.1 | 0 | 0 | 0 | 0 | 0 | 0 | 0 | 0 | 0 | [74 empty] | 0 | 0
|  |  |  | 1.4948 | 14.9478 | 0 | 0 | 0 | 0 | 0 | 0 | 0.173 | 0 | 14.948 | 3.155 | 0 | 11.793 | 0 | 0 | 11.793 | 0 | 0 | 0 | 0 | [74 empty] | 13 | 0
|  |  |  | 1.495 | 14.9499 | 0 | 0 | 0 | 0 | 0 | 0 | 0.173 | 0 | 14.95 | 4.335 | 0 | 10.615 | 0 | 0 | 10.615 | 0 | 0 | 0 | 0 | [74 empty] | 12 | 0
|  |  |  | 1.4963 | 14.9629 | 0 | 0 | 0 | 0 | 0 | 0 | 0.173 | 0 | 14.963 | 0 | 0 | 17.144 | 0 | 2.181 | 14.963 | 0 | 0 | 0 | 0 | [74 empty] | 11 | 0
|  |  |  | 1.4968 | 14.9679 | 0 | 0 | 0 | 0 | 0 | 0 | 0.173 | 0 | 14.968 | 0 | 0 | 28.675 | 0 | 13.707 | 14.968 | 0 | 0 | 0 | 0 | [74 empty] | 10 | 0
|  |  |  | 1.5098 | 15.0981 | 0 | 0 | 0 | 0 | 0 | 0 | 0.173 | 0 | 15.098 | 0 | 0 | 77.738 | 0 | 62.639 | 15.099 | 0 | 0 | 0 | 0 | [74 empty] | 9 | 0
|  |  |  | 2.0417 | 20.4165 | 0 | 0 | 0 | 0 | 0 | 0 | 0.173 | 0 | 20.416 | 0 | 0 | 103.883 | 0 | 83.466 | 20.417 | 0 | 0 | 0 | 0 | [74 empty] | 8 | 0
|  |  |  | 2.8563 | 28.5627 | 0 | 0 | 0 | 0 | 0 | 0 | 0.173 | 0 | 28.563 | 0 | 0 | 104.712 | 0 | 76.149 | 28.563 | 0 | 0 | 0 | 0 | [74 empty] | 7 | 0
|  |  |  | 2.8541 | 28.5412 | 0 | 0 | 0 | 0 | 0 | 0 | 0.173 | 0 | 28.541 | 0 | 0 | 99.927 | 0 | 71.386 | 28.541 | 0 | 0 | 0 | 0 | [74 empty] | 6 | 0
|  |  |  | 3.0045 | 30.0454 | 0 | 0 | 0 | 0 | 0 | 0 | 0.173 | 0 | 30.045 | 0 | 0 | 89.24 | 0 | 59.194 | 30.046 | 0 | 0 | 0 | 0 | [74 empty] | 5 | 0
|  |  |  | 2.4615 | 24.6152 | 0 | 0 | 0 | 0 | 0 | 0 | 0.173 | 0 | 24.615 | 0 | 0 | 71.979 | 0 | 47.364 | 24.615 | 0 | 0 | 0 | 0 | [74 empty] | 4 | 0
|  |  |  | 1.4949 | 14.9487 | 0 | 0 | 0 | 0 | 0 | 0 | 0.173 | 0 | 14.949 | 0 | 0 | 48.786 | 0 | 33.837 | 14.949 | 0 | 0 | 0 | 0 | [74 empty] | 3 | 0
|  |  |  | 1.4944 | 14.9436 | 0 | 0 | 0 | 0 | 0 | 0 | 0.173 | 0 | 14.944 | 0 | 0 | 21.885 | 0 | 6.941 | 14.944 | 0 | 0 | 0 | 0 | [74 empty] | 2 | 0
|  |  |  | 1.6716 | 16.7161 | 0 | 0 | 0 | 0 | 0 | 0 | 0.173 | 0 | 16.716 | 14.273 | 0 | 2.443 | 0 | 0 | 2.443 | 0 | 0 | 0 | 0 | [74 empty] | 1 | 0
|  |  |  | 1.8403 | 18.4028 | 0 | 0 | 0 | 0 | 0 | 0 | 0.173 | 0 | 18.403 | 18.403 | 0 | 0 | 0 | 0 | 0 | 0 | 0 | 0 | 0 | [74 empty] | 0 | 0
|  |  |  | 1.8355 | 18.3552 | 0 | 0 | 0 | 0 | 0 | 0 | 0.173 | 0 | 18.355 | 18.355 | 0 | 0 | 0 | 0 | 0 | 0 | 0 | 0 | 0 | [74 empty] | 0 | 0
|  |  |  | 1.8296 | 18.2958 | 0 | 0 | 0 | 0 | 0 | 0 | 0.173 | 0 | 18.296 | 18.296 | 0 | 0 | 0 | 0 | 0 | 0 | 0 | 0 | 0 | [74 empty] | 0 | 0
|  |  |  | 1.8425 | 18.425 | 0 | 0 | 0 | 0 | 0 | 0 | 0.173 | 0 | 18.425 | 18.425 | 0 | 0 | 0 | 0 | 0 | 0 | 0 | 0 | 0 | [74 empty] | 0 | 0
|  |  |  | 1.8293 | 18.2933 | 0 | 0 | 0 | 0 | 0 | 0 | 0.173 | 0 | 18.293 | 18.293 | 0 | 0 | 0 | 0 | 0 | 0 | 0 | 0 | 0 | [74 empty] | 0 | 0
|  |  |  | 1.8293 | 18.2929 | 0 | 0 | 0 | 0 | 0 | 0 | 0.173 | 0 | 18.293 | 18.293 | 0 | 0 | 0 | 0 | 0 | 0 | 0 | 0 | 0 | [74 empty] | 0 | 0
|  |  |  | 1.8292 | 18.2924 | 0 | 0 | 0 | 0 | 0 | 0 | 0.173 | 0 | 18.292 | 18.292 | 0 | 0 | 0 | 0 | 0 | 0 | 0 | 0 | 0 | [74 empty] | 0 | 0
|  |  |  | 1.8292 | 18.2919 | 0 | 0 | 0 | 0 | 0 | 0 | 0.173 | 0 | 18.292 | 18.292 | 0 | 0 | 0 | 0 | 0 | 0 | 0 | 0 | 0 | [74 empty] | 0 | 0
|  |  |  | 1.8371 | 18.3706 | 0 | 0 | 0 | 0 | 0 | 0 | 0.173 | 0 | 18.371 | 18.371 | 0 | 0 | 0 | 0 | 0 | 0 | 0 | 0 | 0 | [74 empty] | 0 | 0
|  |  |  | 1.8367 | 18.3669 | 0 | 0 | 0 | 0 | 0 | 0 | 0.173 | 0 | 18.367 | 18.367 | 0 | 0 | 0 | 0 | 0 | 0 | 0 | 0 | 0 | [74 empty] | 0 | 0
|  |  |  | 1.6107 | 16.1068 | 0 | 0 | 0 | 0 | 0 | 0 | 0.173 | 0 | 16.107 | 16.107 | 0 | 0 | 0 | 0 | 0 | 0 | 0 | 0 | 0 | [74 empty] | 0 | 0
|  |  |  | 1.4953 | 14.9533 | 0 | 0 | 0 | 0 | 0 | 0 | 0.173 | 0 | 14.953 | 11.58 | 0 | 3.374 | 0 | 0 | 3.374 | 0 | 0 | 0 | 0 | [74 empty] | 13 | 0
|  |  |  | 1.4955 | 14.9555 | 0 | 0 | 0 | 0 | 0 | 0 | 0.173 | 0 | 14.956 | 7.641 | 0 | 7.314 | 0 | 0 | 7.314 | 0 | 0 | 0 | 0 | [74 empty] | 12 | 0
|  |  |  | 1.4964 | 14.9636 | 0 | 0 | 0 | 0 | 0 | 0 | 0.173 | 0 | 14.964 | 2.676 | 0 | 12.287 | 0 | 0 | 12.287 | 0 | 0 | 0 | 0 | [74 empty] | 11 | 0
|  |  |  | 1.4964 | 14.9641 | 0 | 0 | 0 | 0 | 0 | 0 | 0.173 | 0 | 14.964 | 0 | 0 | 22.553 | 0 | 7.589 | 14.964 | 0 | 0 | 0 | 0 | [74 empty] | 10 | 0
|  |  |  | 1.5096 | 15.0957 | 0 | 0 | 0 | 0 | 0 | 0 | 0.173 | 0 | 15.096 | 0 | 0 | 31.976 | 0 | 16.881 | 15.095 | 0 | 0 | 0 | 0 | [74 empty] | 9 | 0
|  |  |  | 2.4655 | 24.6554 | 0 | 0 | 0 | 0 | 0 | 0 | 0.173 | 0 | 24.655 | 0 | 0 | 53.992 | 0 | 29.336 | 24.656 | 0 | 0 | 0 | 0 | [74 empty] | 8 | 0
|  |  |  | 2.6261 | 26.261 | 0 | 0 | 0 | 0 | 0 | 0 | 0.173 | 0 | 26.261 | 0 | 0 | 100.48 | 0 | 74.219 | 26.261 | 0 | 0 | 0 | 0 | [74 empty] | 7 | 0
|  |  |  | 2.7243 | 27.2427 | 0 | 0 | 0 | 0 | 0 | 0 | 0.173 | 0 | 27.243 | 0 | 0 | 93.878 | 0 | 66.636 | 27.242 | 0 | 0 | 0 | 0 | [74 empty] | 6 | 0
|  |  |  | 2.3582 | 23.5824 | 0 | 0 | 0 | 0 | 0 | 0 | 0.173 | 0 | 23.582 | 0 | 0 | 83.656 | 0 | 60.073 | 23.583 | 0 | 0 | 0 | 0 | [74 empty] | 5 | 0
|  |  |  | 2.233 | 22.3299 | 0 | 0 | 0 | 0 | 0 | 0 | 0.173 | 0 | 22.33 | 0 | 0 | 66.046 | 0 | 43.716 | 22.33 | 0 | 0 | 0 | 0 | [74 empty] | 4 | 0
|  |  |  | 1.4944 | 14.9441 | 0 | 0 | 0 | 0 | 0 | 0 | 0.173 | 0 | 14.944 | 0 | 0 | 43.595 | 0 | 28.651 | 14.944 | 0 | 0 | 0 | 0 | [74 empty] | 3 | 0
|  |  |  | 1.4936 | 14.9359 | 0 | 0 | 0 | 0 | 0 | 0 | 0.173 | 0 | 14.936 | 0 | 0 | 19.369 | 0 | 4.433 | 14.936 | 0 | 0 | 0 | 0 | [74 empty] | 2 | 0
|  |  |  | 1.6706 | 16.7065 | 0 | 0 | 0 | 0 | 0 | 0 | 0.173 | 0 | 16.706 | 14.962 | 0 | 1.745 | 0 | 0 | 1.745 | 0 | 0 | 0 | 0 | [74 empty] | 1 | 0
|  |  |  | 1.8395 | 18.3946 | 0 | 0 | 0 | 0 | 0 | 0 | 0.173 | 0 | 18.395 | 18.395 | 0 | 0 | 0 | 0 | 0 | 0 | 0 | 0 | 0 | [74 empty] | 0 | 0
|  |  |  | 1.8348 | 18.3478 | 0 | 0 | 0 | 0 | 0 | 0 | 0.173 | 0 | 18.348 | 18.348 | 0 | 0 | 0 | 0 | 0 | 0 | 0 | 0 | 0 | [74 empty] | 0 | 0
|  |  |  | 1.8291 | 18.291 | 0 | 0 | 0 | 0 | 0 | 0 | 0.173 | 0 | 18.291 | 18.291 | 0 | 0 | 0 | 0 | 0 | 0 | 0 | 0 | 0 | [74 empty] | 0 | 0
|  |  |  | 1.8422 | 18.422 | 0 | 0 | 0 | 0 | 0 | 0 | 0.173 | 0 | 18.422 | 18.422 | 0 | 0 | 0 | 0 | 0 | 0 | 0 | 0 | 0 | [74 empty] | 0 | 0
|  |  |  | 1.829 | 18.2899 | 0 | 0 | 0 | 0 | 0 | 0 | 0.173 | 0 | 18.29 | 18.29 | 0 | 0 | 0 | 0 | 0 | 0 | 0 | 0 | 0 | [74 empty] | 0 | 0
|  |  |  | 1.829 | 18.2897 | 0 | 0 | 0 | 0 | 0 | 0 | 0.173 | 0 | 18.29 | 18.29 | 0 | 0 | 0 | 0 | 0 | 0 | 0 | 0 | 0 | [74 empty] | 0 | 0
|  |  |  | 1.8289 | 18.2894 | 0 | 0 | 0 | 0 | 0 | 0 | 0.173 | 0 | 18.289 | 18.289 | 0 | 0 | 0 | 0 | 0 | 0 | 0 | 0 | 0 | [74 empty] | 0 | 0
|  |  |  | 1.8289 | 18.2891 | 0 | 0 | 0 | 0 | 0 | 0 | 0.173 | 0 | 18.289 | 18.289 | 0 | 0 | 0 | 0 | 0 | 0 | 0 | 0 | 0 | [74 empty] | 0 | 0
|  |  |  | 1.8367 | 18.3667 | 0 | 0 | 0 | 0 | 0 | 0 | 0.173 | 0 | 18.367 | 18.367 | 0 | 0 | 0 | 0 | 0 | 0 | 0 | 0 | 0 | [74 empty] | 0 | 0
|  |  |  | 1.8365 | 18.365 | 0 | 0 | 0 | 0 | 0 | 0 | 0.173 | 0 | 18.365 | 18.365 | 0 | 0 | 0 | 0 | 0 | 0 | 0 | 0 | 0 | [74 empty] | 0 | 0
|  |  |  | 4.0738 | 40.7383 | 0 | 0 | 0 | 0 | 0 | 0 | 0.173 | 0 | 40.738 | 40.738 | 0 | 0 | 0 | 0 | 0 | 0 | 0 | 0 | 0 | [74 empty] | 0 | 0
|  |  |  | 3.9752 | 39.7518 | 0 | 0 | 0 | 0 | 0 | 0 | 0.173 | 0 | 39.752 | 28.09 | 0 | 11.662 | 0 | 0 | 11.662 | 0 | 0 | 0 | 0 | [74 empty] | 12 | 0
|  |  |  | 6.2257 | 62.2569 | 0 | 0 | 0 | 0 | 0 | 0 | 0.173 | 0 | 62.257 | 51.642 | 0 | 10.615 | 0 | 0 | 10.615 | 0 | 0 | 0 | 0 | [74 empty] | 11 | 0
|  |  |  | 6.4586 | 64.5856 | 0 | 0 | 0 | 0 | 0 | 0 | 0.173 | 0 | 64.586 | 46.554 | 0 | 18.031 | 0 | 0 | 18.031 | 0 | 0 | 0 | 0 | [74 empty] | 10 | 0
|  |  |  | 6.7521 | 67.5211 | 0 | 0 | 0 | 0 | 0 | 0 | 0.173 | 0 | 67.521 | 38.86 | 0 | 28.661 | 0 | 0 | 28.661 | 0 | 0 | 0 | 0 | [74 empty] | 9 | 0
|  |  |  | 6.9377 | 69.3766 | 0 | 0 | 0 | 0 | 0 | 0 | 0.173 | 0 | 69.377 | 16.156 | 0 | 53.221 | 0 | 0 | 53.221 | 0 | 0 | 0 | 0 | [74 empty] | 8 | 0
|  |  |  | 7.1337 | 71.3365 | 0 | 0 | 0 | 0 | 0 | 0 | 0.173 | 0 | 71.336 | 0 | 0 | 75.28 | 0 | 3.944 | 71.336 | 0 | 0 | 0 | 0 | [74 empty] | 7 | 0
|  |  |  | 7.4106 | 74.1064 | 0 | 0 | 0 | 0 | 0 | 0 | 0.173 | 0 | 74.106 | 0 | 0 | 104.333 | 0 | 30.227 | 74.106 | 0 | 0 | 0 | 0 | [74 empty] | 6 | 0
|  |  |  | 7.9277 | 79.2774 | 0 | 0 | 0 | 0 | 0 | 0 | 0.173 | 0 | 79.277 | 0 | 0 | 101.076 | 0 | 21.799 | 79.277 | 0 | 0 | 0 | 0 | [74 empty] | 5 | 0
|  |  |  | 8.0829 | 80.8293 | 0 | 0 | 0 | 0 | 0 | 0 | 0.173 | 0 | 80.829 | 0 | 0 | 89.283 | 0 | 8.454 | 80.829 | 0 | 0 | 0 | 0 | [74 empty] | 4 | 0
|  |  |  | 7.5161 | 75.1609 | 0 | 0 | 0 | 0 | 0 | 0 | 0.173 | 0 | 75.161 | 3.545 | 0 | 71.616 | 0 | 0 | 71.616 | 0 | 0 | 0 | 0 | [74 empty] | 3 | 0
|  |  |  | 6.1295 | 61.2953 | 0 | 0 | 0 | 0 | 0 | 0 | 0.173 | 0 | 61.295 | 13.324 | 0 | 47.972 | 0 | 0 | 47.972 | 0 | 0 | 0 | 0 | [74 empty] | 2 | 0
|  |  |  | 5.6057 | 56.0574 | 0 | 0 | 0 | 0 | 0 | 0 | 0.173 | 0 | 56.057 | 35.06 | 0 | 20.998 | 0 | 0 | 20.998 | 0 | 0 | 0 | 0 | [74 empty] | 1 | 0
|  |  |  | 5.6294 | 56.2943 | 0 | 0 | 0 | 0 | 0 | 0 | 0.173 | 0 | 56.294 | 54.099 | 0 | 2.196 | 0 | 0 | 2.196 | 0 | 0 | 0 | 0 | [74 empty] | 0 | 0
|  |  |  | 4.2126 | 42.126 | 0 | 0 | 0 | 0 | 0 | 0 | 0.173 | 0 | 42.126 | 42.126 | 0 | 0 | 0 | 0 | 0 | 0 | 0 | 0 | 0 | [74 empty] | 0 | 0
|  |  |  | 1.8341 | 18.3409 | 0 | 0 | 0 | 0 | 0 | 0 | 0.173 | 0 | 18.341 | 18.341 | 0 | 0 | 0 | 0 | 0 | 0 | 0 | 0 | 0 | [74 empty] | 0 | 0
|  |  |  | 1.8293 | 18.2932 | 0 | 0 | 0 | 0 | 0 | 0 | 0.173 | 0 | 18.293 | 18.293 | 0 | 0 | 0 | 0 | 0 | 0 | 0 | 0 | 0 | [74 empty] | 0 | 0
|  |  |  | 1.843 | 18.4303 | 0 | 0 | 0 | 0 | 0 | 0 | 0.173 | 0 | 18.43 | 18.43 | 0 | 0 | 0 | 0 | 0 | 0 | 0 | 0 | 0 | [74 empty] | 0 | 0
|  |  |  | 1.8293 | 18.2933 | 0 | 0 | 0 | 0 | 0 | 0 | 0.173 | 0 | 18.293 | 18.293 | 0 | 0 | 0 | 0 | 0 | 0 | 0 | 0 | 0 | [74 empty] | 0 | 0
|  |  |  | 1.8293 | 18.2933 | 0 | 0 | 0 | 0 | 0 | 0 | 0.173 | 0 | 18.293 | 18.293 | 0 | 0 | 0 | 0 | 0 | 0 | 0 | 0 | 0 | [74 empty] | 0 | 0
|  |  |  | 1.8292 | 18.2916 | 0 | 0 | 0 | 0 | 0 | 0 | 0.173 | 0 | 18.292 | 18.292 | 0 | 0 | 0 | 0 | 0 | 0 | 0 | 0 | 0 | [74 empty] | 0 | 0
|  |  |  | 1.829 | 18.29 | 0 | 0 | 0 | 0 | 0 | 0 | 0.173 | 0 | 18.29 | 18.29 | 0 | 0 | 0 | 0 | 0 | 0 | 0 | 0 | 0 | [74 empty] | 0 | 0
|  |  |  | 1.8666 | 18.6657 | 0 | 0 | 0 | 0 | 0 | 0 | 0.173 | 0 | 18.666 | 18.666 | 0 | 0 | 0 | 0 | 0 | 0 | 0 | 0 | 0 | [74 empty] | 0 | 0
|  |  |  | 1.8608 | 18.6085 | 0 | 0 | 0 | 0 | 0 | 0 | 0.173 | 0 | 18.608 | 18.608 | 0 | 0 | 0 | 0 | 0 | 0 | 0 | 0 | 0 | [74 empty] | 0 | 0
|  |  |  | 3.7068 | 37.0676 | 0 | 0 | 0 | 0 | 0 | 0 | 0.173 | 0 | 37.068 | 37.068 | 0 | 0 | 0 | 0 | 0 | 0 | 0 | 0 | 0 | [74 empty] | 0 | 0
|  |  |  | 3.6719 | 36.7194 | 0 | 0 | 0 | 0 | 0 | 0 | 0.173 | 0 | 36.719 | 31.586 | 0 | 5.133 | 0 | 0 | 5.133 | 0 | 0 | 0 | 0 | [74 empty] | 12 | 0
|  |  |  | 6.1129 | 61.1295 | 0 | 0 | 0 | 0 | 0 | 0 | 0.173 | 0 | 61.129 | 45.527 | 0 | 15.603 | 0 | 0 | 15.603 | 0 | 0 | 0 | 0 | [74 empty] | 11 | 0
|  |  |  | 6.3221 | 63.2211 | 0 | 0 | 0 | 0 | 0 | 0 | 0.173 | 0 | 63.221 | 23.625 | 0 | 39.596 | 0 | 0 | 39.596 | 0 | 0 | 0 | 0 | [74 empty] | 10 | 0
|  |  |  | 6.6719 | 66.7192 | 0 | 0 | 0 | 0 | 0 | 0 | 0.173 | 0 | 66.719 | 0 | 0 | 81.242 | 0 | 14.523 | 66.719 | 0 | 0 | 0 | 0 | [74 empty] | 9 | 0
|  |  |  | 6.9801 | 69.8014 | 0 | 0 | 0 | 0 | 0 | 0 | 0.173 | 0 | 69.801 | 0 | 0 | 93.282 | 0 | 23.481 | 69.801 | 0 | 0 | 0 | 0 | [74 empty] | 8 | 0
|  |  |  | 7.3513 | 73.5131 | 0 | 0 | 0 | 0 | 0 | 0 | 0.173 | 0 | 73.513 | 0 | 0 | 102.516 | 0 | 29.003 | 73.513 | 0 | 0 | 0 | 0 | [74 empty] | 7 | 0
|  |  |  | 7.5864 | 75.8638 | 0 | 0 | 0 | 0 | 0 | 0 | 0.173 | 0 | 75.864 | 0 | 0 | 102.952 | 0 | 27.088 | 75.864 | 0 | 0 | 0 | 0 | [74 empty] | 6 | 0
|  |  |  | 7.9116 | 79.1156 | 0 | 0 | 0 | 0 | 0 | 0 | 0.173 | 0 | 79.116 | 0 | 0 | 98.604 | 0 | 19.489 | 79.115 | 0 | 0 | 0 | 0 | [74 empty] | 5 | 0
|  |  |  | 8.0555 | 80.5551 | 0 | 0 | 0 | 0 | 0 | 0 | 0.173 | 0 | 80.555 | 0 | 0 | 87.771 | 0 | 7.216 | 80.555 | 0 | 0 | 0 | 0 | [74 empty] | 4 | 0
|  |  |  | 7.5169 | 75.1691 | 0 | 0 | 0 | 0 | 0 | 0 | 0.173 | 0 | 75.169 | 3.67 | 0 | 71.499 | 0 | 0 | 71.499 | 0 | 0 | 0 | 0 | [74 empty] | 3 | 0
|  |  |  | 6.2664 | 62.6636 | 0 | 0 | 0 | 0 | 0 | 0 | 0.173 | 0 | 62.664 | 15.666 | 0 | 46.997 | 0 | 0 | 46.997 | 0 | 0 | 0 | 0 | [74 empty] | 2 | 0
|  |  |  | 5.6895 | 56.8946 | 0 | 0 | 0 | 0 | 0 | 0 | 0.173 | 0 | 56.895 | 36.464 | 0 | 20.43 | 0 | 0 | 20.43 | 0 | 0 | 0 | 0 | [74 empty] | 1 | 0
|  |  |  | 5.8454 | 58.454 | 0 | 0 | 0 | 0 | 0 | 0 | 0.173 | 0 | 58.454 | 56.433 | 0 | 2.021 | 0 | 0 | 2.021 | 0 | 0 | 0 | 0 | [74 empty] | 0 | 0
|  |  |  | 4.315 | 43.1501 | 0 | 0 | 0 | 0 | 0 | 0 | 0.173 | 0 | 43.15 | 43.15 | 0 | 0 | 0 | 0 | 0 | 0 | 0 | 0 | 0 | [74 empty] | 0 | 0
|  |  |  | 1.8287 | 18.2872 | 0 | 0 | 0 | 0 | 0 | 0 | 0.173 | 0 | 18.287 | 18.287 | 0 | 0 | 0 | 0 | 0 | 0 | 0 | 0 | 0 | [74 empty] | 0 | 0
|  |  |  | 1.8294 | 18.294 | 0 | 0 | 0 | 0 | 0 | 0 | 0.173 | 0 | 18.294 | 18.294 | 0 | 0 | 0 | 0 | 0 | 0 | 0 | 0 | 0 | [74 empty] | 0 | 0
|  |  |  | 1.8433 | 18.4329 | 0 | 0 | 0 | 0 | 0 | 0 | 0.173 | 0 | 18.433 | 18.433 | 0 | 0 | 0 | 0 | 0 | 0 | 0 | 0 | 0 | [74 empty] | 0 | 0
|  |  |  | 1.8297 | 18.2966 | 0 | 0 | 0 | 0 | 0 | 0 | 0.173 | 0 | 18.297 | 18.297 | 0 | 0 | 0 | 0 | 0 | 0 | 0 | 0 | 0 | [74 empty] | 0 | 0
|  |  |  | 1.8297 | 18.2966 | 0 | 0 | 0 | 0 | 0 | 0 | 0.173 | 0 | 18.297 | 18.297 | 0 | 0 | 0 | 0 | 0 | 0 | 0 | 0 | 0 | [74 empty] | 0 | 0
|  |  |  | 1.8296 | 18.2964 | 0 | 0 | 0 | 0 | 0 | 0 | 0.173 | 0 | 18.296 | 18.296 | 0 | 0 | 0 | 0 | 0 | 0 | 0 | 0 | 0 | [74 empty] | 0 | 0
|  |  |  | 1.8294 | 18.2944 | 0 | 0 | 0 | 0 | 0 | 0 | 0.173 | 0 | 18.294 | 18.294 | 0 | 0 | 0 | 0 | 0 | 0 | 0 | 0 | 0 | [74 empty] | 0 | 0
|  |  |  | 1.837 | 18.3695 | 0 | 0 | 0 | 0 | 0 | 0 | 0.173 | 0 | 18.37 | 18.37 | 0 | 0 | 0 | 0 | 0 | 0 | 0 | 0 | 0 | [74 empty] | 0 | 0
|  |  |  | 1.8364 | 18.364 | 0 | 0 | 0 | 0 | 0 | 0 | 0.173 | 0 | 18.364 | 18.364 | 0 | 0 | 0 | 0 | 0 | 0 | 0 | 0 | 0 | [74 empty] | 0 | 0
|  |  |  | 3.8606 | 38.606 | 0 | 0 | 0 | 0 | 0 | 0 | 0.173 | 0 | 38.606 | 38.606 | 0 | 0 | 0 | 0 | 0 | 0 | 0 | 0 | 0 | [74 empty] | 0 | 0
|  |  |  | 3.9314 | 39.3143 | 0 | 0 | 0 | 0 | 0 | 0 | 0.173 | 0 | 39.314 | 38.471 | 0 | 0.843 | 0 | 0 | 0.843 | 0 | 0 | 0 | 0 | [74 empty] | 0 | 0
|  |  |  | 6.3804 | 63.8041 | 0 | 0 | 0 | 0 | 0 | 0 | 0.173 | 0 | 63.804 | 48.507 | 0 | 15.297 | 0 | 0 | 15.297 | 0 | 0 | 0 | 0 | [74 empty] | 11 | 0
|  |  |  | 6.8703 | 68.7025 | 0 | 0 | 0 | 0 | 0 | 0 | 0.173 | 0 | 68.702 | 38.922 | 0 | 29.78 | 0 | 0 | 29.78 | 0 | 0 | 0 | 0 | [74 empty] | 10 | 0
|  |  |  | 7.5064 | 75.0637 | 0 | 0 | 0 | 0 | 0 | 0 | 0.173 | 0 | 75.064 | 18.076 | 0 | 56.987 | 0 | 0 | 56.987 | 0 | 0 | 0 | 0 | [74 empty] | 9 | 0
|  |  |  | 7.8528 | 78.5276 | 0 | 0 | 0 | 0 | 0 | 0 | 0.173 | 0 | 78.528 | 0 | 0 | 84.659 | 0 | 6.132 | 78.527 | 0 | 0 | 0 | 0 | [74 empty] | 8 | 0
|  |  |  | 8.2489 | 82.4893 | 0 | 0 | 0 | 0 | 0 | 0 | 0.173 | 0 | 82.489 | 0 | 0 | 102.472 | 0 | 19.983 | 82.489 | 0 | 0 | 0 | 0 | [74 empty] | 7 | 0
|  |  |  | 8.514 | 85.1401 | 0 | 0 | 0 | 0 | 0 | 0 | 0.173 | 0 | 85.14 | 0 | 0 | 103.505 | 0 | 18.365 | 85.14 | 0 | 0 | 0 | 0 | [74 empty] | 6 | 0
|  |  |  | 8.2808 | 82.8085 | 0 | 0 | 0 | 0 | 0 | 0 | 0.173 | 0 | 82.809 | 0 | 0 | 97.63 | 0 | 14.821 | 82.809 | 0 | 0 | 0 | 0 | [74 empty] | 5 | 0
|  |  |  | 7.8617 | 78.6173 | 0 | 0 | 0 | 0 | 0 | 0 | 0.173 | 0 | 78.617 | 9.634 | 0 | 68.984 | 0 | 0 | 68.984 | 0 | 0 | 0 | 0 | [74 empty] | 4 | 0
|  |  |  | 7.4591 | 74.5908 | 0 | 0 | 0 | 0 | 0 | 0 | 0.173 | 0 | 74.591 | 17.284 | 0 | 57.307 | 0 | 0 | 57.307 | 0 | 0 | 0 | 0 | [74 empty] | 3 | 0
|  |  |  | 6.421 | 64.2095 | 0 | 0 | 0 | 0 | 0 | 0 | 0.173 | 0 | 64.21 | 17.605 | 0 | 46.605 | 0 | 0 | 46.605 | 0 | 0 | 0 | 0 | [74 empty] | 2 | 0
|  |  |  | 5.6226 | 56.2255 | 0 | 0 | 0 | 0 | 0 | 0 | 0.173 | 0 | 56.226 | 39.401 | 0 | 16.824 | 0 | 0 | 16.824 | 0 | 0 | 0 | 0 | [74 empty] | 1 | 0
|  |  |  | 5.6556 | 56.5558 | 0 | 0 | 0 | 0 | 0 | 0 | 0.173 | 0 | 56.556 | 54.68 | 0 | 1.876 | 0 | 0 | 1.876 | 0 | 0 | 0 | 0 | [74 empty] | 0 | 0
|  |  |  | 4.254 | 42.5402 | 0 | 0 | 0 | 0 | 0 | 0 | 0.173 | 0 | 42.54 | 42.54 | 0 | 0 | 0 | 0 | 0 | 0 | 0 | 0 | 0 | [74 empty] | 0 | 0
|  |  |  | 1.8352 | 18.3521 | 0 | 0 | 0 | 0 | 0 | 0 | 0.173 | 0 | 18.352 | 18.352 | 0 | 0 | 0 | 0 | 0 | 0 | 0 | 0 | 0 | [74 empty] | 0 | 0
|  |  |  | 1.8303 | 18.3028 | 0 | 0 | 0 | 0 | 0 | 0 | 0.173 | 0 | 18.303 | 18.303 | 0 | 0 | 0 | 0 | 0 | 0 | 0 | 0 | 0 | [74 empty] | 0 | 0
|  |  |  | 1.8441 | 18.4415 | 0 | 0 | 0 | 0 | 0 | 0 | 0.173 | 0 | 18.442 | 18.442 | 0 | 0 | 0 | 0 | 0 | 0 | 0 | 0 | 0 | [74 empty] | 0 | 0
|  |  |  | 1.8305 | 18.3047 | 0 | 0 | 0 | 0 | 0 | 0 | 0.173 | 0 | 18.305 | 18.305 | 0 | 0 | 0 | 0 | 0 | 0 | 0 | 0 | 0 | [74 empty] | 0 | 0
|  |  |  | 1.8302 | 18.3022 | 0 | 0 | 0 | 0 | 0 | 0 | 0.173 | 0 | 18.302 | 18.302 | 0 | 0 | 0 | 0 | 0 | 0 | 0 | 0 | 0 | [74 empty] | 0 | 0
|  |  |  | 1.8299 | 18.2994 | 0 | 0 | 0 | 0 | 0 | 0 | 0.173 | 0 | 18.299 | 18.299 | 0 | 0 | 0 | 0 | 0 | 0 | 0 | 0 | 0 | [74 empty] | 0 | 0
|  |  |  | 1.8298 | 18.298 | 0 | 0 | 0 | 0 | 0 | 0 | 0.173 | 0 | 18.298 | 18.298 | 0 | 0 | 0 | 0 | 0 | 0 | 0 | 0 | 0 | [74 empty] | 0 | 0
|  |  |  | 1.8375 | 18.3751 | 0 | 0 | 0 | 0 | 0 | 0 | 0.173 | 0 | 18.375 | 18.375 | 0 | 0 | 0 | 0 | 0 | 0 | 0 | 0 | 0 | [74 empty] | 0 | 0
|  |  |  | 1.8369 | 18.3694 | 0 | 0 | 0 | 0 | 0 | 0 | 0.173 | 0 | 18.369 | 18.369 | 0 | 0 | 0 | 0 | 0 | 0 | 0 | 0 | 0 | [74 empty] | 0 | 0
|  |  |  | 4.0185 | 40.1851 | 0 | 0 | 0 | 0 | 0 | 0 | 0.173 | 0 | 40.185 | 40.185 | 0 | 0 | 0 | 0 | 0 | 0 | 0 | 0 | 0 | [74 empty] | 0 | 0
|  |  |  | 4.0866 | 40.8665 | 0 | 0 | 0 | 0 | 0 | 0 | 0.173 | 0 | 40.867 | 30.033 | 0 | 10.833 | 0 | 0 | 10.833 | 0 | 0 | 0 | 0 | [74 empty] | 12 | 0
|  |  |  | 6.7396 | 67.3955 | 0 | 0 | 0 | 0 | 0 | 0 | 0.173 | 0 | 67.396 | 51.706 | 0 | 15.69 | 0 | 0 | 15.69 | 0 | 0 | 0 | 0 | [74 empty] | 11 | 0
|  |  |  | 7.7047 | 77.0473 | 0 | 0 | 0 | 0 | 0 | 0 | 0.173 | 0 | 77.047 | 39.807 | 0 | 37.24 | 0 | 0 | 37.24 | 0 | 0 | 0 | 0 | [74 empty] | 10 | 0
|  |  |  | 8.2258 | 82.2585 | 0 | 0 | 0 | 0 | 0 | 0 | 0.173 | 0 | 82.258 | 0.188 | 0 | 82.071 | 0 | 0 | 82.071 | 0 | 0 | 0 | 0 | [74 empty] | 9 | 0
|  |  |  | 8.7117 | 87.1167 | 0 | 0 | 0 | 0 | 0 | 0 | 0.173 | 0 | 87.117 | 0 | 0 | 95.318 | 0 | 8.201 | 87.117 | 0 | 0 | 0 | 0 | [74 empty] | 8 | 0
|  |  |  | 9.2507 | 92.5074 | 0 | 0 | 0 | 0 | 0 | 0 | 0.173 | 0 | 92.507 | 0 | 0 | 102.138 | 0 | 9.63 | 92.508 | 0 | 0 | 0 | 0 | [74 empty] | 7 | 0
|  |  |  | 9.4121 | 94.1207 | 0 | 0 | 0 | 0 | 0 | 0 | 0.173 | 0 | 94.121 | 0 | 0 | 105.002 | 0 | 10.882 | 94.12 | 0 | 0 | 0 | 0 | [74 empty] | 6 | 0
|  |  |  | 9.6418 | 96.4175 | 0 | 0 | 0 | 0 | 0 | 0 | 0.173 | 0 | 96.418 | 0 | 0 | 99.971 | 0 | 3.554 | 96.417 | 0 | 0 | 0 | 0 | [74 empty] | 5 | 0
|  |  |  | 9.1103 | 91.1034 | 0 | 0 | 0 | 0 | 0 | 0 | 0.173 | 0 | 91.103 | 2.78 | 0 | 88.324 | 0 | 0 | 88.324 | 0 | 0 | 0 | 0 | [74 empty] | 4 | 0
|  |  |  | 7.9409 | 79.4089 | 0 | 0 | 0 | 0 | 0 | 0 | 0.173 | 0 | 79.409 | 8.767 | 0 | 70.641 | 0 | 0 | 70.641 | 0 | 0 | 0 | 0 | [74 empty] | 3 | 0
|  |  |  | 6.5484 | 65.4839 | 0 | 0 | 0 | 0 | 0 | 0 | 0.173 | 0 | 65.484 | 19.214 | 0 | 46.27 | 0 | 0 | 46.27 | 0 | 0 | 0 | 0 | [74 empty] | 2 | 0
|  |  |  | 5.6977 | 56.9774 | 0 | 0 | 0 | 0 | 0 | 0 | 0.173 | 0 | 56.977 | 37.507 | 0 | 19.471 | 0 | 0 | 19.471 | 0 | 0 | 0 | 0 | [74 empty] | 1 | 0
|  |  |  | 5.8646 | 58.6462 | 0 | 0 | 0 | 0 | 0 | 0 | 0.173 | 0 | 58.646 | 57.003 | 0 | 1.643 | 0 | 0 | 1.643 | 0 | 0 | 0 | 0 | [74 empty] | 0 | 0
|  |  |  | 4.4433 | 44.4332 | 0 | 0 | 0 | 0 | 0 | 0 | 0.173 | 0 | 44.433 | 44.433 | 0 | 0 | 0 | 0 | 0 | 0 | 0 | 0 | 0 | [74 empty] | 0 | 0
|  |  |  | 1.8355 | 18.3551 | 0 | 0 | 0 | 0 | 0 | 0 | 0.173 | 0 | 18.355 | 18.355 | 0 | 0 | 0 | 0 | 0 | 0 | 0 | 0 | 0 | [74 empty] | 0 | 0
|  |  |  | 1.8307 | 18.3068 | 0 | 0 | 0 | 0 | 0 | 0 | 0.173 | 0 | 18.307 | 18.307 | 0 | 0 | 0 | 0 | 0 | 0 | 0 | 0 | 0 | [74 empty] | 0 | 0
|  |  |  | 1.8446 | 18.4461 | 0 | 0 | 0 | 0 | 0 | 0 | 0.173 | 0 | 18.446 | 18.446 | 0 | 0 | 0 | 0 | 0 | 0 | 0 | 0 | 0 | [74 empty] | 0 | 0
|  |  |  | 1.8311 | 18.3112 | 0 | 0 | 0 | 0 | 0 | 0 | 0.173 | 0 | 18.311 | 18.311 | 0 | 0 | 0 | 0 | 0 | 0 | 0 | 0 | 0 | [74 empty] | 0 | 0
|  |  |  | 1.8311 | 18.3113 | 0 | 0 | 0 | 0 | 0 | 0 | 0.173 | 0 | 18.311 | 18.311 | 0 | 0 | 0 | 0 | 0 | 0 | 0 | 0 | 0 | [74 empty] | 0 | 0
|  |  |  | 1.8311 | 18.3111 | 0 | 0 | 0 | 0 | 0 | 0 | 0.173 | 0 | 18.311 | 18.311 | 0 | 0 | 0 | 0 | 0 | 0 | 0 | 0 | 0 | [74 empty] | 0 | 0
|  |  |  | 1.8311 | 18.3107 | 0 | 0 | 0 | 0 | 0 | 0 | 0.173 | 0 | 18.311 | 18.311 | 0 | 0 | 0 | 0 | 0 | 0 | 0 | 0 | 0 | [74 empty] | 0 | 0
|  |  |  | 1.8711 | 18.7107 | 0 | 0 | 0 | 0 | 0 | 0 | 0.173 | 0 | 18.711 | 18.711 | 0 | 0 | 0 | 0 | 0 | 0 | 0 | 0 | 0 | [74 empty] | 0 | 0
|  |  |  | 1.8643 | 18.6434 | 0 | 0 | 0 | 0 | 0 | 0 | 0.173 | 0 | 18.643 | 18.643 | 0 | 0 | 0 | 0 | 0 | 0 | 0 | 0 | 0 | [74 empty] | 0 | 0
|  |  |  | 4.1502 | 41.5015 | 0 | 0 | 0 | 0 | 0 | 0 | 0.173 | 0 | 41.501 | 41.501 | 0 | 0 | 0 | 0 | 0 | 0 | 0 | 0 | 0 | [74 empty] | 0 | 0
|  |  |  | 4.2147 | 42.1472 | 0 | 0 | 0 | 0 | 0 | 0 | 0.173 | 0 | 42.147 | 31.445 | 0 | 10.702 | 0 | 0 | 10.702 | 0 | 0 | 0 | 0 | [74 empty] | 12 | 0
|  |  |  | 6.7297 | 67.297 | 0 | 0 | 0 | 0 | 0 | 0 | 0.173 | 0 | 67.297 | 53.846 | 0 | 13.451 | 0 | 0 | 13.451 | 0 | 0 | 0 | 0 | [74 empty] | 11 | 0
|  |  |  | 7.3632 | 73.6317 | 0 | 0 | 0 | 0 | 0 | 0 | 0.173 | 0 | 73.632 | 45.465 | 0 | 28.166 | 0 | 0 | 28.166 | 0 | 0 | 0 | 0 | [74 empty] | 10 | 0
|  |  |  | 8.1542 | 81.542 | 0 | 0 | 0 | 0 | 0 | 0 | 0.173 | 0 | 81.542 | 0 | 0 | 82.929 | 0 | 1.387 | 81.542 | 0 | 0 | 0 | 0 | [74 empty] | 9 | 0
|  |  |  | 8.7674 | 87.6738 | 0 | 0 | 0 | 0 | 0 | 0 | 0.173 | 0 | 87.674 | 0 | 0 | 95.449 | 0 | 7.775 | 87.674 | 0 | 0 | 0 | 0 | [74 empty] | 8 | 0
|  |  |  | 8.9232 | 89.2321 | 0 | 0 | 0 | 0 | 0 | 0 | 0.173 | 0 | 89.232 | 0 | 0 | 102.283 | 0 | 13.051 | 89.232 | 0 | 0 | 0 | 0 | [74 empty] | 7 | 0
|  |  |  | 8.7703 | 87.7034 | 0 | 0 | 0 | 0 | 0 | 0 | 0.173 | 0 | 87.703 | 0 | 0 | 102.661 | 0 | 14.958 | 87.703 | 0 | 0 | 0 | 0 | [74 empty] | 6 | 0
|  |  |  | 8.7379 | 87.3792 | 0 | 0 | 0 | 0 | 0 | 0 | 0.173 | 0 | 87.379 | 0 | 0 | 99.2 | 0 | 11.821 | 87.379 | 0 | 0 | 0 | 0 | [74 empty] | 5 | 0
|  |  |  | 8.4364 | 84.3639 | 0 | 0 | 0 | 0 | 0 | 0 | 0.173 | 0 | 84.364 | 0 | 0 | 87.422 | 0 | 3.058 | 84.364 | 0 | 0 | 0 | 0 | [74 empty] | 4 | 0
|  |  |  | 8.205 | 82.0496 | 0 | 0 | 0 | 0 | 0 | 0 | 0.173 | 0 | 82.05 | 12.164 | 0 | 69.885 | 0 | 0 | 69.885 | 0 | 0 | 0 | 0 | [74 empty] | 3 | 0
|  |  |  | 6.8607 | 68.6066 | 0 | 0 | 0 | 0 | 0 | 0 | 0.173 | 0 | 68.607 | 22.598 | 0 | 46.009 | 0 | 0 | 46.009 | 0 | 0 | 0 | 0 | [74 empty] | 2 | 0
|  |  |  | 5.6265 | 56.2648 | 0 | 0 | 0 | 0 | 0 | 0 | 0.173 | 0 | 56.265 | 42.567 | 0 | 13.698 | 0 | 0 | 13.698 | 0 | 0 | 0 | 0 | [74 empty] | 1 | 0
|  |  |  | 5.7287 | 57.2875 | 0 | 0 | 0 | 0 | 0 | 0 | 0.173 | 0 | 57.287 | 54.772 | 0 | 2.516 | 0 | 0 | 2.516 | 0 | 0 | 0 | 0 | [74 empty] | 0 | 0
|  |  |  | 4.3391 | 43.3907 | 0 | 0 | 0 | 0 | 0 | 0 | 0.173 | 0 | 43.391 | 43.391 | 0 | 0 | 0 | 0 | 0 | 0 | 0 | 0 | 0 | [74 empty] | 0 | 0
|  |  |  | 1.8296 | 18.2965 | 0 | 0 | 0 | 0 | 0 | 0 | 0.173 | 0 | 18.297 | 18.297 | 0 | 0 | 0 | 0 | 0 | 0 | 0 | 0 | 0 | [74 empty] | 0 | 0
|  |  |  | 1.8306 | 18.306 | 0 | 0 | 0 | 0 | 0 | 0 | 0.173 | 0 | 18.306 | 18.306 | 0 | 0 | 0 | 0 | 0 | 0 | 0 | 0 | 0 | [74 empty] | 0 | 0
|  |  |  | 1.8446 | 18.4458 | 0 | 0 | 0 | 0 | 0 | 0 | 0.173 | 0 | 18.446 | 18.446 | 0 | 0 | 0 | 0 | 0 | 0 | 0 | 0 | 0 | [74 empty] | 0 | 0
|  |  |  | 1.831 | 18.3101 | 0 | 0 | 0 | 0 | 0 | 0 | 0.173 | 0 | 18.31 | 18.31 | 0 | 0 | 0 | 0 | 0 | 0 | 0 | 0 | 0 | [74 empty] | 0 | 0
|  |  |  | 1.831 | 18.3101 | 0 | 0 | 0 | 0 | 0 | 0 | 0.173 | 0 | 18.31 | 18.31 | 0 | 0 | 0 | 0 | 0 | 0 | 0 | 0 | 0 | [74 empty] | 0 | 0
|  |  |  | 1.8307 | 18.3068 | 0 | 0 | 0 | 0 | 0 | 0 | 0.173 | 0 | 18.307 | 18.307 | 0 | 0 | 0 | 0 | 0 | 0 | 0 | 0 | 0 | [74 empty] | 0 | 0
|  |  |  | 1.8304 | 18.3042 | 0 | 0 | 0 | 0 | 0 | 0 | 0.173 | 0 | 18.304 | 18.304 | 0 | 0 | 0 | 0 | 0 | 0 | 0 | 0 | 0 | [74 empty] | 0 | 0
|  |  |  | 1.8383 | 18.383 | 0 | 0 | 0 | 0 | 0 | 0 | 0.173 | 0 | 18.383 | 18.383 | 0 | 0 | 0 | 0 | 0 | 0 | 0 | 0 | 0 | [74 empty] | 0 | 0
|  |  |  | 1.8377 | 18.3772 | 0 | 0 | 0 | 0 | 0 | 0 | 0.173 | 0 | 18.377 | 18.377 | 0 | 0 | 0 | 0 | 0 | 0 | 0 | 0 | 0 | [74 empty] | 0 | 0
|  |  |  | 1.6114 | 16.1144 | 0 | 0 | 0 | 0 | 0 | 0 | 0.173 | 0 | 16.114 | 16.114 | 0 | 0 | 0 | 0 | 0 | 0 | 0 | 0 | 0 | [74 empty] | 0 | 0
|  |  |  | 1.4967 | 14.9665 | 0 | 0 | 0 | 0 | 0 | 0 | 0.173 | 0 | 14.967 | 4.57 | 0 | 10.397 | 0 | 0 | 10.397 | 0 | 0 | 0 | 0 | [74 empty] | 12 | 0
|  |  |  | 1.4976 | 14.9761 | 0 | 0 | 0 | 0 | 0 | 0 | 0.173 | 0 | 14.976 | 0 | 0 | 36.135 | 0 | 21.159 | 14.976 | 0 | 0 | 0 | 0 | [74 empty] | 11 | 0
|  |  |  | 1.4989 | 14.9886 | 0 | 0 | 0 | 0 | 0 | 0 | 0.173 | 0 | 14.989 | 0 | 0 | 61.335 | 0 | 46.346 | 14.989 | 0 | 0 | 0 | 0 | [74 empty] | 10 | 0
|  |  |  | 1.814 | 18.1405 | 0 | 0 | 0 | 0 | 0 | 0 | 0.173 | 0 | 18.14 | 0 | 0 | 80.18 | 0 | 62.04 | 18.14 | 0 | 0 | 0 | 0 | [74 empty] | 9 | 0
|  |  |  | 2.784 | 27.8403 | 0 | 0 | 0 | 0 | 0 | 0 | 0.173 | 0 | 27.84 | 0 | 0 | 92.511 | 0 | 64.671 | 27.84 | 0 | 0 | 0 | 0 | [74 empty] | 8 | 0
|  |  |  | 3.0682 | 30.6825 | 0 | 0 | 0 | 0 | 0 | 0 | 0.173 | 0 | 30.683 | 0 | 0 | 98.837 | 0 | 68.154 | 30.683 | 0 | 0 | 0 | 0 | [74 empty] | 7 | 0
|  |  |  | 3.0101 | 30.101 | 0 | 0 | 0 | 0 | 0 | 0 | 0.173 | 0 | 30.101 | 0 | 0 | 99.128 | 0 | 69.027 | 30.101 | 0 | 0 | 0 | 0 | [74 empty] | 6 | 0
|  |  |  | 3.0131 | 30.1309 | 0 | 0 | 0 | 0 | 0 | 0 | 0.173 | 0 | 30.131 | 0 | 0 | 93.995 | 0 | 63.864 | 30.131 | 0 | 0 | 0 | 0 | [74 empty] | 5 | 0
|  |  |  | 2.8772 | 28.7722 | 0 | 0 | 0 | 0 | 0 | 0 | 0.173 | 0 | 28.772 | 0 | 0 | 76.123 | 0 | 47.351 | 28.772 | 0 | 0 | 0 | 0 | [74 empty] | 4 | 0
|  |  |  | 2.8178 | 28.1778 | 0 | 0 | 0 | 0 | 0 | 0 | 0.173 | 0 | 28.178 | 0 | 0 | 52.727 | 0 | 24.549 | 28.178 | 0 | 0 | 0 | 0 | [74 empty] | 3 | 0
|  |  |  | 2.5195 | 25.1949 | 0 | 0 | 0 | 0 | 0 | 0 | 0.173 | 0 | 25.195 | 0 | 0 | 36.804 | 0 | 11.609 | 25.195 | 0 | 0 | 0 | 0 | [74 empty] | 2 | 0
|  |  |  | 2.2848 | 22.8481 | 0 | 0 | 0 | 0 | 0 | 0 | 0.173 | 0 | 22.848 | 5.079 | 0 | 17.769 | 0 | 0 | 17.769 | 0 | 0 | 0 | 0 | [74 empty] | 1 | 0
|  |  |  | 1.7853 | 17.8532 | 0 | 0 | 0 | 0 | 0 | 0 | 0.173 | 0 | 17.853 | 16.719 | 0 | 1.134 | 0 | 0 | 1.134 | 0 | 0 | 0 | 0 | [74 empty] | 0 | 0
|  |  |  | 1.8418 | 18.4178 | 0 | 0 | 0 | 0 | 0 | 0 | 0.173 | 0 | 18.418 | 18.418 | 0 | 0 | 0 | 0 | 0 | 0 | 0 | 0 | 0 | [74 empty] | 0 | 0
|  |  |  | 1.8372 | 18.3715 | 0 | 0 | 0 | 0 | 0 | 0 | 0.173 | 0 | 18.371 | 18.371 | 0 | 0 | 0 | 0 | 0 | 0 | 0 | 0 | 0 | [74 empty] | 0 | 0
|  |  |  | 1.8309 | 18.3088 | 0 | 0 | 0 | 0 | 0 | 0 | 0.173 | 0 | 18.309 | 18.309 | 0 | 0 | 0 | 0 | 0 | 0 | 0 | 0 | 0 | [74 empty] | 0 | 0
|  |  |  | 1.8435 | 18.4354 | 0 | 0 | 0 | 0 | 0 | 0 | 0.173 | 0 | 18.435 | 18.435 | 0 | 0 | 0 | 0 | 0 | 0 | 0 | 0 | 0 | [74 empty] | 0 | 0
|  |  |  | 1.8305 | 18.3047 | 0 | 0 | 0 | 0 | 0 | 0 | 0.173 | 0 | 18.305 | 18.305 | 0 | 0 | 0 | 0 | 0 | 0 | 0 | 0 | 0 | [74 empty] | 0 | 0
|  |  |  | 1.8304 | 18.3039 | 0 | 0 | 0 | 0 | 0 | 0 | 0.173 | 0 | 18.304 | 18.304 | 0 | 0 | 0 | 0 | 0 | 0 | 0 | 0 | 0 | [74 empty] | 0 | 0
|  |  |  | 1.8303 | 18.3035 | 0 | 0 | 0 | 0 | 0 | 0 | 0.173 | 0 | 18.303 | 18.303 | 0 | 0 | 0 | 0 | 0 | 0 | 0 | 0 | 0 | [74 empty] | 0 | 0
|  |  |  | 1.8304 | 18.3045 | 0 | 0 | 0 | 0 | 0 | 0 | 0.173 | 0 | 18.305 | 18.305 | 0 | 0 | 0 | 0 | 0 | 0 | 0 | 0 | 0 | [74 empty] | 0 | 0
|  |  |  | 1.8384 | 18.3837 | 0 | 0 | 0 | 0 | 0 | 0 | 0.173 | 0 | 18.384 | 18.384 | 0 | 0 | 0 | 0 | 0 | 0 | 0 | 0 | 0 | [74 empty] | 0 | 0
|  |  |  | 1.8377 | 18.3768 | 0 | 0 | 0 | 0 | 0 | 0 | 0.173 | 0 | 18.377 | 18.377 | 0 | 0 | 0 | 0 | 0 | 0 | 0 | 0 | 0 | [74 empty] | 0 | 0
|  |  |  | 1.6117 | 16.1165 | 0 | 0 | 0 | 0 | 0 | 0 | 0.173 | 0 | 16.116 | 16.116 | 0 | 0 | 0 | 0 | 0 | 0 | 0 | 0 | 0 | [74 empty] | 0 | 0
|  |  |  | 1.4971 | 14.9714 | 0 | 0 | 0 | 0 | 0 | 0 | 0.173 | 0 | 14.971 | 4.967 | 0 | 10.004 | 0 | 0 | 10.004 | 0 | 0 | 0 | 0 | [74 empty] | 13 | 0
|  |  |  | 1.4987 | 14.9867 | 0 | 0 | 0 | 0 | 0 | 0 | 0.173 | 0 | 14.987 | 0 | 0 | 35.146 | 0 | 20.159 | 14.987 | 0 | 0 | 0 | 0 | [74 empty] | 12 | 0
|  |  |  | 1.9014 | 19.014 | 0 | 0 | 0 | 0 | 0 | 0 | 0.173 | 0 | 19.014 | 0 | 0 | 59.43 | 0 | 40.416 | 19.014 | 0 | 0 | 0 | 0 | [74 empty] | 11 | 0
|  |  |  | 2.9051 | 29.0515 | 0 | 0 | 0 | 0 | 0 | 0 | 0.173 | 0 | 29.051 | 0 | 0 | 77.258 | 0 | 48.206 | 29.052 | 0 | 0 | 0 | 0 | [74 empty] | 10 | 0
|  |  |  | 3.2428 | 32.4275 | 0 | 0 | 0 | 0 | 0 | 0 | 0.173 | 0 | 32.427 | 0 | 0 | 89.211 | 0 | 56.783 | 32.428 | 0 | 0 | 0 | 0 | [74 empty] | 9 | 0
|  |  |  | 3.6383 | 36.3835 | 0 | 0 | 0 | 0 | 0 | 0 | 0.173 | 0 | 36.383 | 0 | 0 | 97.804 | 0 | 61.421 | 36.383 | 0 | 0 | 0 | 0 | [74 empty] | 8 | 0
|  |  |  | 3.4956 | 34.9555 | 0 | 0 | 0 | 0 | 0 | 0 | 0.173 | 0 | 34.956 | 0 | 0 | 98.575 | 0 | 63.62 | 34.955 | 0 | 0 | 0 | 0 | [74 empty] | 7 | 0
|  |  |  | 3.5371 | 35.3712 | 0 | 0 | 0 | 0 | 0 | 0 | 0.173 | 0 | 35.371 | 0 | 0 | 93.035 | 0 | 57.664 | 35.371 | 0 | 0 | 0 | 0 | [74 empty] | 6 | 0
|  |  |  | 3.2569 | 32.5686 | 0 | 0 | 0 | 0 | 0 | 0 | 0.173 | 0 | 32.569 | 0 | 0 | 82.652 | 0 | 50.084 | 32.568 | 0 | 0 | 0 | 0 | [74 empty] | 5 | 0
|  |  |  | 3.2795 | 32.7945 | 0 | 0 | 0 | 0 | 0 | 0 | 0.173 | 0 | 32.795 | 0 | 0 | 65.945 | 0 | 33.15 | 32.795 | 0 | 0 | 0 | 0 | [74 empty] | 4 | 0
|  |  |  | 2.9141 | 29.1405 | 0 | 0 | 0 | 0 | 0 | 0 | 0.173 | 0 | 29.141 | 0 | 0 | 36.702 | 0 | 7.562 | 29.14 | 0 | 0 | 0 | 0 | [74 empty] | 3 | 0
|  |  |  | 2.6731 | 26.7313 | 0 | 0 | 0 | 0 | 0 | 0 | 0.173 | 0 | 26.731 | 11.972 | 0 | 14.759 | 0 | 0 | 14.759 | 0 | 0 | 0 | 0 | [74 empty] | 2 | 0
|  |  |  | 1.7294 | 17.2945 | 0 | 0 | 0 | 0 | 0 | 0 | 0.173 | 0 | 17.295 | 15.535 | 0 | 1.759 | 0 | 0 | 1.759 | 0 | 0 | 0 | 0 | [74 empty] | 1 | 0
|  |  |  | 1.8414 | 18.4136 | 0 | 0 | 0 | 0 | 0 | 0 | 0.173 | 0 | 18.414 | 18.414 | 0 | 0 | 0 | 0 | 0 | 0 | 0 | 0 | 0 | [74 empty] | 0 | 0
|  |  |  | 1.8364 | 18.3644 | 0 | 0 | 0 | 0 | 0 | 0 | 0.173 | 0 | 18.364 | 18.364 | 0 | 0 | 0 | 0 | 0 | 0 | 0 | 0 | 0 | [74 empty] | 0 | 0
|  |  |  | 1.8305 | 18.305 | 0 | 0 | 0 | 0 | 0 | 0 | 0.173 | 0 | 18.305 | 18.305 | 0 | 0 | 0 | 0 | 0 | 0 | 0 | 0 | 0 | [74 empty] | 0 | 0
|  |  |  | 1.8434 | 18.4342 | 0 | 0 | 0 | 0 | 0 | 0 | 0.173 | 0 | 18.434 | 18.434 | 0 | 0 | 0 | 0 | 0 | 0 | 0 | 0 | 0 | [74 empty] | 0 | 0
|  |  |  | 1.8303 | 18.303 | 0 | 0 | 0 | 0 | 0 | 0 | 0.173 | 0 | 18.303 | 18.303 | 0 | 0 | 0 | 0 | 0 | 0 | 0 | 0 | 0 | [74 empty] | 0 | 0
|  |  |  | 1.8302 | 18.3023 | 0 | 0 | 0 | 0 | 0 | 0 | 0.173 | 0 | 18.302 | 18.302 | 0 | 0 | 0 | 0 | 0 | 0 | 0 | 0 | 0 | [74 empty] | 0 | 0
|  |  |  | 1.8302 | 18.3016 | 0 | 0 | 0 | 0 | 0 | 0 | 0.173 | 0 | 18.302 | 18.302 | 0 | 0 | 0 | 0 | 0 | 0 | 0 | 0 | 0 | [74 empty] | 0 | 0
|  |  |  | 1.83 | 18.2996 | 0 | 0 | 0 | 0 | 0 | 0 | 0.173 | 0 | 18.3 | 18.3 | 0 | 0 | 0 | 0 | 0 | 0 | 0 | 0 | 0 | [74 empty] | 0 | 0
|  |  |  | 1.8376 | 18.3759 | 0 | 0 | 0 | 0 | 0 | 0 | 0.173 | 0 | 18.376 | 18.376 | 0 | 0 | 0 | 0 | 0 | 0 | 0 | 0 | 0 | [74 empty] | 0 | 0
|  |  |  | 1.837 | 18.3704 | 0 | 0 | 0 | 0 | 0 | 0 | 0.173 | 0 | 18.37 | 18.37 | 0 | 0 | 0 | 0 | 0 | 0 | 0 | 0 | 0 | [74 empty] | 0 | 0
|  |  |  | 3.9154 | 39.1539 | 0 | 0 | 0 | 0 | 0 | 0 | 0.173 | 0 | 39.154 | 39.154 | 0 | 0 | 0 | 0 | 0 | 0 | 0 | 0 | 0 | [74 empty] | 0 | 0
|  |  |  | 3.9686 | 39.6864 | 0 | 0 | 0 | 0 | 0 | 0 | 0.173 | 0 | 39.686 | 32.997 | 0 | 6.689 | 0 | 0 | 6.689 | 0 | 0 | 0 | 0 | [74 empty] | 12 | 0
|  |  |  | 6.4476 | 64.4757 | 0 | 0 | 0 | 0 | 0 | 0 | 0.173 | 0 | 64.476 | 41.413 | 0 | 23.062 | 0 | 0 | 23.062 | 0 | 0 | 0 | 0 | [74 empty] | 11 | 0
|  |  |  | 7.0173 | 70.1729 | 0 | 0 | 0 | 0 | 0 | 0 | 0.173 | 0 | 70.173 | 23.277 | 0 | 46.896 | 0 | 0 | 46.896 | 0 | 0 | 0 | 0 | [74 empty] | 10 | 0
|  |  |  | 7.75 | 77.4995 | 0 | 0 | 0 | 0 | 0 | 0 | 0.173 | 0 | 77.499 | 16.47 | 0 | 61.03 | 0 | 0 | 61.03 | 0 | 0 | 0 | 0 | [74 empty] | 9 | 0
|  |  |  | 8.2009 | 82.0092 | 0 | 0 | 0 | 0 | 0 | 0 | 0.173 | 0 | 82.009 | 3.167 | 0 | 78.843 | 0 | 0 | 78.843 | 0 | 0 | 0 | 0 | [74 empty] | 8 | 0
|  |  |  | 8.3328 | 83.328 | 0 | 0 | 0 | 0 | 0 | 0 | 0.173 | 0 | 83.328 | 0 | 0 | 84.267 | 0 | 0.939 | 83.328 | 0 | 0 | 0 | 0 | [74 empty] | 7 | 0
|  |  |  | 8.4089 | 84.0888 | 0 | 0 | 0 | 0 | 0 | 0 | 0.173 | 0 | 84.089 | 0 | 0 | 86.201 | 0 | 2.112 | 84.089 | 0 | 0 | 0 | 0 | [74 empty] | 6 | 0
|  |  |  | 8.3178 | 83.1778 | 0 | 0 | 0 | 0 | 0 | 0 | 0.173 | 0 | 83.178 | 0 | 0 | 95.914 | 0 | 12.736 | 83.178 | 0 | 0 | 0 | 0 | [74 empty] | 5 | 0
|  |  |  | 7.9826 | 79.8258 | 0 | 0 | 0 | 0 | 0 | 0 | 0.173 | 0 | 79.826 | 0 | 0 | 84.674 | 0 | 4.848 | 79.826 | 0 | 0 | 0 | 0 | [74 empty] | 4 | 0
|  |  |  | 7.5233 | 75.2326 | 0 | 0 | 0 | 0 | 0 | 0 | 0.173 | 0 | 75.233 | 8.357 | 0 | 66.875 | 0 | 0 | 66.875 | 0 | 0 | 0 | 0 | [74 empty] | 3 | 0
|  |  |  | 6.5342 | 65.3423 | 0 | 0 | 0 | 0 | 0 | 0 | 0.173 | 0 | 65.342 | 32.275 | 0 | 33.067 | 0 | 0 | 33.067 | 0 | 0 | 0 | 0 | [74 empty] | 2 | 0
|  |  |  | 5.7591 | 57.5906 | 0 | 0 | 0 | 0 | 0 | 0 | 0.173 | 0 | 57.591 | 42.293 | 0 | 15.297 | 0 | 0 | 15.297 | 0 | 0 | 0 | 0 | [74 empty] | 1 | 0
|  |  |  | 5.8368 | 58.3677 | 0 | 0 | 0 | 0 | 0 | 0 | 0.173 | 0 | 58.368 | 57.51 | 0 | 0.858 | 0 | 0 | 0.858 | 0 | 0 | 0 | 0 | [74 empty] | 0 | 0
|  |  |  | 4.3125 | 43.1247 | 0 | 0 | 0 | 0 | 0 | 0 | 0.173 | 0 | 43.125 | 43.125 | 0 | 0 | 0 | 0 | 0 | 0 | 0 | 0 | 0 | [74 empty] | 0 | 0
|  |  |  | 1.8347 | 18.3468 | 0 | 0 | 0 | 0 | 0 | 0 | 0.173 | 0 | 18.347 | 18.347 | 0 | 0 | 0 | 0 | 0 | 0 | 0 | 0 | 0 | [74 empty] | 0 | 0
|  |  |  | 1.8298 | 18.2982 | 0 | 0 | 0 | 0 | 0 | 0 | 0.173 | 0 | 18.298 | 18.298 | 0 | 0 | 0 | 0 | 0 | 0 | 0 | 0 | 0 | [74 empty] | 0 | 0
|  |  |  | 1.8437 | 18.437 | 0 | 0 | 0 | 0 | 0 | 0 | 0.173 | 0 | 18.437 | 18.437 | 0 | 0 | 0 | 0 | 0 | 0 | 0 | 0 | 0 | [74 empty] | 0 | 0
|  |  |  | 1.83 | 18.2996 | 0 | 0 | 0 | 0 | 0 | 0 | 0.173 | 0 | 18.3 | 18.3 | 0 | 0 | 0 | 0 | 0 | 0 | 0 | 0 | 0 | [74 empty] | 0 | 0
|  |  |  | 1.8298 | 18.2985 | 0 | 0 | 0 | 0 | 0 | 0 | 0.173 | 0 | 18.299 | 18.299 | 0 | 0 | 0 | 0 | 0 | 0 | 0 | 0 | 0 | [74 empty] | 0 | 0
|  |  |  | 1.8296 | 18.2965 | 0 | 0 | 0 | 0 | 0 | 0 | 0.173 | 0 | 18.296 | 18.296 | 0 | 0 | 0 | 0 | 0 | 0 | 0 | 0 | 0 | [74 empty] | 0 | 0
|  |  |  | 1.8295 | 18.2947 | 0 | 0 | 0 | 0 | 0 | 0 | 0.173 | 0 | 18.295 | 18.295 | 0 | 0 | 0 | 0 | 0 | 0 | 0 | 0 | 0 | [74 empty] | 0 | 0
|  |  |  | 1.8674 | 18.6742 | 0 | 0 | 0 | 0 | 0 | 0 | 0.173 | 0 | 18.674 | 18.674 | 0 | 0 | 0 | 0 | 0 | 0 | 0 | 0 | 0 | [74 empty] | 0 | 0
|  |  |  | 1.8617 | 18.6168 | 0 | 0 | 0 | 0 | 0 | 0 | 0.173 | 0 | 18.617 | 18.617 | 0 | 0 | 0 | 0 | 0 | 0 | 0 | 0 | 0 | [74 empty] | 0 | 0
|  |  |  | 3.8861 | 38.8607 | 0 | 0 | 0 | 0 | 0 | 0 | 0.173 | 0 | 38.861 | 38.861 | 0 | 0 | 0 | 0 | 0 | 0 | 0 | 0 | 0 | [74 empty] | 0 | 0
|  |  |  | 3.8708 | 38.7075 | 0 | 0 | 0 | 0 | 0 | 0 | 0.173 | 0 | 38.707 | 29.328 | 0 | 9.379 | 0 | 0 | 9.379 | 0 | 0 | 0 | 0 | [74 empty] | 12 | 0
|  |  |  | 6.2893 | 62.893 | 0 | 0 | 0 | 0 | 0 | 0 | 0.173 | 0 | 62.893 | 50.809 | 0 | 12.084 | 0 | 0 | 12.084 | 0 | 0 | 0 | 0 | [74 empty] | 11 | 0
|  |  |  | 6.6349 | 66.3488 | 0 | 0 | 0 | 0 | 0 | 0 | 0.173 | 0 | 66.349 | 54.629 | 0 | 11.72 | 0 | 0 | 11.72 | 0 | 0 | 0 | 0 | [74 empty] | 10 | 0
|  |  |  | 6.9808 | 69.8079 | 0 | 0 | 0 | 0 | 0 | 0 | 0.173 | 0 | 69.808 | 25.283 | 0 | 44.525 | 0 | 0 | 44.525 | 0 | 0 | 0 | 0 | [74 empty] | 9 | 0
|  |  |  | 7.268 | 72.6799 | 0 | 0 | 0 | 0 | 0 | 0 | 0.173 | 0 | 72.68 | 0 | 0 | 77.316 | 0 | 4.636 | 72.68 | 0 | 0 | 0 | 0 | [74 empty] | 8 | 0
|  |  |  | 7.409 | 74.0901 | 0 | 0 | 0 | 0 | 0 | 0 | 0.173 | 0 | 74.09 | 0 | 0 | 91.45 | 0 | 17.36 | 74.09 | 0 | 0 | 0 | 0 | [74 empty] | 7 | 0
|  |  |  | 7.4654 | 74.6543 | 0 | 0 | 0 | 0 | 0 | 0 | 0.173 | 0 | 74.654 | 0 | 0 | 91.014 | 0 | 16.359 | 74.655 | 0 | 0 | 0 | 0 | [74 empty] | 6 | 0
|  |  |  | 7.6465 | 76.4651 | 0 | 0 | 0 | 0 | 0 | 0 | 0.173 | 0 | 76.465 | 0 | 0 | 86.491 | 0 | 10.026 | 76.465 | 0 | 0 | 0 | 0 | [74 empty] | 5 | 0
|  |  |  | 7.629 | 76.2904 | 0 | 0 | 0 | 0 | 0 | 0 | 0.173 | 0 | 76.29 | 0 | 0 | 85.895 | 0 | 9.605 | 76.29 | 0 | 0 | 0 | 0 | [74 empty] | 4 | 0
|  |  |  | 7.3663 | 73.6634 | 0 | 0 | 0 | 0 | 0 | 0 | 0.173 | 0 | 73.663 | 5.29 | 0 | 68.373 | 0 | 0 | 68.373 | 0 | 0 | 0 | 0 | [74 empty] | 3 | 0
|  |  |  | 6.4212 | 64.2125 | 0 | 0 | 0 | 0 | 0 | 0 | 0.173 | 0 | 64.212 | 19.6 | 0 | 44.613 | 0 | 0 | 44.613 | 0 | 0 | 0 | 0 | [74 empty] | 2 | 0
|  |  |  | 5.7136 | 57.1363 | 0 | 0 | 0 | 0 | 0 | 0 | 0.173 | 0 | 57.136 | 39.571 | 0 | 17.566 | 0 | 0 | 17.566 | 0 | 0 | 0 | 0 | [74 empty] | 1 | 0
|  |  |  | 5.7069 | 57.0692 | 0 | 0 | 0 | 0 | 0 | 0 | 0.173 | 0 | 57.069 | 56.415 | 0 | 0.654 | 0 | 0 | 0.654 | 0 | 0 | 0 | 0 | [74 empty] | 0 | 0
|  |  |  | 4.294 | 42.9404 | 0 | 0 | 0 | 0 | 0 | 0 | 0.173 | 0 | 42.94 | 42.94 | 0 | 0 | 0 | 0 | 0 | 0 | 0 | 0 | 0 | [74 empty] | 0 | 0
|  |  |  | 1.829 | 18.2895 | 0 | 0 | 0 | 0 | 0 | 0 | 0.173 | 0 | 18.29 | 18.29 | 0 | 0 | 0 | 0 | 0 | 0 | 0 | 0 | 0 | [74 empty] | 0 | 0
|  |  |  | 1.8298 | 18.2977 | 0 | 0 | 0 | 0 | 0 | 0 | 0.173 | 0 | 18.298 | 18.298 | 0 | 0 | 0 | 0 | 0 | 0 | 0 | 0 | 0 | [74 empty] | 0 | 0
|  |  |  | 1.8435 | 18.435 | 0 | 0 | 0 | 0 | 0 | 0 | 0.173 | 0 | 18.435 | 18.435 | 0 | 0 | 0 | 0 | 0 | 0 | 0 | 0 | 0 | [74 empty] | 0 | 0
|  |  |  | 1.83 | 18.2996 | 0 | 0 | 0 | 0 | 0 | 0 | 0.173 | 0 | 18.3 | 18.3 | 0 | 0 | 0 | 0 | 0 | 0 | 0 | 0 | 0 | [74 empty] | 0 | 0
|  |  |  | 1.83 | 18.3005 | 0 | 0 | 0 | 0 | 0 | 0 | 0.173 | 0 | 18.301 | 18.301 | 0 | 0 | 0 | 0 | 0 | 0 | 0 | 0 | 0 | [74 empty] | 0 | 0
|  |  |  | 1.8297 | 18.297 | 0 | 0 | 0 | 0 | 0 | 0 | 0.173 | 0 | 18.297 | 18.297 | 0 | 0 | 0 | 0 | 0 | 0 | 0 | 0 | 0 | [74 empty] | 0 | 0
|  |  |  | 1.8294 | 18.2941 | 0 | 0 | 0 | 0 | 0 | 0 | 0.173 | 0 | 18.294 | 18.294 | 0 | 0 | 0 | 0 | 0 | 0 | 0 | 0 | 0 | [74 empty] | 0 | 0
|  |  |  | 1.837 | 18.3702 | 0 | 0 | 0 | 0 | 0 | 0 | 0.173 | 0 | 18.37 | 18.37 | 0 | 0 | 0 | 0 | 0 | 0 | 0 | 0 | 0 | [74 empty] | 0 | 0
|  |  |  | 1.8363 | 18.3627 | 0 | 0 | 0 | 0 | 0 | 0 | 0.173 | 0 | 18.363 | 18.363 | 0 | 0 | 0 | 0 | 0 | 0 | 0 | 0 | 0 | [74 empty] | 0 | 0
|  |  |  | 3.7101 | 37.1012 | 0 | 0 | 0 | 0 | 0 | 0 | 0.173 | 0 | 37.101 | 37.101 | 0 | 0 | 0 | 0 | 0 | 0 | 0 | 0 | 0 | [74 empty] | 0 | 0
|  |  |  | 3.8325 | 38.3252 | 0 | 0 | 0 | 0 | 0 | 0 | 0.173 | 0 | 38.325 | 28.597 | 0 | 9.728 | 0 | 0 | 9.728 | 0 | 0 | 0 | 0 | [74 empty] | 12 | 0
|  |  |  | 6.3961 | 63.961 | 0 | 0 | 0 | 0 | 0 | 0 | 0.173 | 0 | 63.961 | 29.12 | 0 | 34.841 | 0 | 0 | 34.841 | 0 | 0 | 0 | 0 | [74 empty] | 11 | 0
|  |  |  | 6.7609 | 67.6086 | 0 | 0 | 0 | 0 | 0 | 0 | 0.173 | 0 | 67.609 | 6.943 | 0 | 60.666 | 0 | 0 | 60.666 | 0 | 0 | 0 | 0 | [74 empty] | 10 | 0
|  |  |  | 7.2181 | 72.1812 | 0 | 0 | 0 | 0 | 0 | 0 | 0.173 | 0 | 72.181 | 0 | 0 | 80.806 | 0 | 8.625 | 72.181 | 0 | 0 | 0 | 0 | [74 empty] | 9 | 0
|  |  |  | 7.9367 | 79.3665 | 0 | 0 | 0 | 0 | 0 | 0 | 0.173 | 0 | 79.366 | 0 | 0 | 93.398 | 0 | 14.032 | 79.366 | 0 | 0 | 0 | 0 | [74 empty] | 8 | 0
|  |  |  | 8.5216 | 85.2157 | 0 | 0 | 0 | 0 | 0 | 0 | 0.173 | 0 | 85.216 | 0 | 0 | 99.957 | 0 | 14.741 | 85.216 | 0 | 0 | 0 | 0 | [74 empty] | 7 | 0
|  |  |  | 8.6987 | 86.9866 | 0 | 0 | 0 | 0 | 0 | 0 | 0.173 | 0 | 86.987 | 0 | 0 | 100.146 | 0 | 13.159 | 86.987 | 0 | 0 | 0 | 0 | [74 empty] | 6 | 0
|  |  |  | 8.5386 | 85.3855 | 0 | 0 | 0 | 0 | 0 | 0 | 0.173 | 0 | 85.385 | 0 | 0 | 93.936 | 0 | 8.551 | 85.385 | 0 | 0 | 0 | 0 | [74 empty] | 5 | 0
|  |  |  | 8.0174 | 80.1736 | 0 | 0 | 0 | 0 | 0 | 0 | 0.173 | 0 | 80.174 | 0 | 0 | 83.947 | 0 | 3.773 | 80.174 | 0 | 0 | 0 | 0 | [74 empty] | 4 | 0
|  |  |  | 7.5391 | 75.3906 | 0 | 0 | 0 | 0 | 0 | 0 | 0.173 | 0 | 75.391 | 9.417 | 0 | 65.974 | 0 | 0 | 65.974 | 0 | 0 | 0 | 0 | [74 empty] | 3 | 0
|  |  |  | 6.5336 | 65.3358 | 0 | 0 | 0 | 0 | 0 | 0 | 0.173 | 0 | 65.336 | 23.152 | 0 | 42.184 | 0 | 0 | 42.184 | 0 | 0 | 0 | 0 | [74 empty] | 2 | 0
|  |  |  | 5.8208 | 58.2083 | 0 | 0 | 0 | 0 | 0 | 0 | 0.173 | 0 | 58.208 | 42.009 | 0 | 16.199 | 0 | 0 | 16.199 | 0 | 0 | 0 | 0 | [74 empty] | 1 | 0
|  |  |  | 5.969 | 59.6902 | 0 | 0 | 0 | 0 | 0 | 0 | 0.173 | 0 | 59.69 | 59.312 | 0 | 0.378 | 0 | 0 | 0.378 | 0 | 0 | 0 | 0 | [74 empty] | 0 | 0
|  |  |  | 4.4939 | 44.939 | 0 | 0 | 0 | 0 | 0 | 0 | 0.173 | 0 | 44.939 | 44.939 | 0 | 0 | 0 | 0 | 0 | 0 | 0 | 0 | 0 | [74 empty] | 0 | 0
|  |  |  | 1.8353 | 18.3533 | 0 | 0 | 0 | 0 | 0 | 0 | 0.173 | 0 | 18.353 | 18.353 | 0 | 0 | 0 | 0 | 0 | 0 | 0 | 0 | 0 | [74 empty] | 0 | 0
|  |  |  | 1.8299 | 18.2987 | 0 | 0 | 0 | 0 | 0 | 0 | 0.173 | 0 | 18.299 | 18.299 | 0 | 0 | 0 | 0 | 0 | 0 | 0 | 0 | 0 | [74 empty] | 0 | 0
|  |  |  | 1.8433 | 18.4331 | 0 | 0 | 0 | 0 | 0 | 0 | 0.173 | 0 | 18.433 | 18.433 | 0 | 0 | 0 | 0 | 0 | 0 | 0 | 0 | 0 | [74 empty] | 0 | 0
|  |  |  | 1.8297 | 18.297 | 0 | 0 | 0 | 0 | 0 | 0 | 0.173 | 0 | 18.297 | 18.297 | 0 | 0 | 0 | 0 | 0 | 0 | 0 | 0 | 0 | [74 empty] | 0 | 0
|  |  |  | 1.8296 | 18.2964 | 0 | 0 | 0 | 0 | 0 | 0 | 0.173 | 0 | 18.296 | 18.296 | 0 | 0 | 0 | 0 | 0 | 0 | 0 | 0 | 0 | [74 empty] | 0 | 0
|  |  |  | 1.8296 | 18.2963 | 0 | 0 | 0 | 0 | 0 | 0 | 0.173 | 0 | 18.296 | 18.296 | 0 | 0 | 0 | 0 | 0 | 0 | 0 | 0 | 0 | [74 empty] | 0 | 0
|  |  |  | 1.8295 | 18.2952 | 0 | 0 | 0 | 0 | 0 | 0 | 0.173 | 0 | 18.295 | 18.295 | 0 | 0 | 0 | 0 | 0 | 0 | 0 | 0 | 0 | [74 empty] | 0 | 0
|  |  |  | 1.837 | 18.3702 | 0 | 0 | 0 | 0 | 0 | 0 | 0.173 | 0 | 18.37 | 18.37 | 0 | 0 | 0 | 0 | 0 | 0 | 0 | 0 | 0 | [74 empty] | 0 | 0
|  |  |  | 1.836 | 18.3605 | 0 | 0 | 0 | 0 | 0 | 0 | 0.173 | 0 | 18.361 | 18.361 | 0 | 0 | 0 | 0 | 0 | 0 | 0 | 0 | 0 | [74 empty] | 0 | 0
|  |  |  | 3.5676 | 35.6765 | 0 | 0 | 0 | 0 | 0 | 0 | 0.173 | 0 | 35.676 | 35.676 | 0 | 0 | 0 | 0 | 0 | 0 | 0 | 0 | 0 | [74 empty] | 0 | 0
|  |  |  | 3.7839 | 37.8388 | 0 | 0 | 0 | 0 | 0 | 0 | 0.173 | 0 | 37.839 | 28.62 | 0 | 9.219 | 0 | 0 | 9.219 | 0 | 0 | 0 | 0 | [74 empty] | 12 | 0
|  |  |  | 6.3964 | 63.9644 | 0 | 0 | 0 | 0 | 0 | 0 | 0.173 | 0 | 63.964 | 30.578 | 0 | 33.387 | 0 | 0 | 33.387 | 0 | 0 | 0 | 0 | [74 empty] | 11 | 0
|  |  |  | 7.0964 | 70.9643 | 0 | 0 | 0 | 0 | 0 | 0 | 0.173 | 0 | 70.964 | 13.803 | 0 | 57.162 | 0 | 0 | 57.162 | 0 | 0 | 0 | 0 | [74 empty] | 10 | 0
|  |  |  | 7.8386 | 78.3856 | 0 | 0 | 0 | 0 | 0 | 0 | 0.173 | 0 | 78.386 | 3.265 | 0 | 75.12 | 0 | 0 | 75.12 | 0 | 0 | 0 | 0 | [74 empty] | 9 | 0
|  |  |  | 8.1031 | 81.0307 | 0 | 0 | 0 | 0 | 0 | 0 | 0.173 | 0 | 81.031 | 0 | 0 | 90.519 | 0 | 9.489 | 81.03 | 0 | 0 | 0 | 0 | [74 empty] | 8 | 0
|  |  |  | 8.2223 | 82.2231 | 0 | 0 | 0 | 0 | 0 | 0 | 0.173 | 0 | 82.223 | 0 | 0 | 96.714 | 0 | 14.491 | 82.223 | 0 | 0 | 0 | 0 | [74 empty] | 7 | 0
|  |  |  | 8.2963 | 82.9634 | 0 | 0 | 0 | 0 | 0 | 0 | 0.173 | 0 | 82.963 | 0 | 0 | 100.087 | 0 | 17.124 | 82.963 | 0 | 0 | 0 | 0 | [74 empty] | 6 | 0
|  |  |  | 8.2274 | 82.2743 | 0 | 0 | 0 | 0 | 0 | 0 | 0.173 | 0 | 82.274 | 0 | 0 | 94.722 | 0 | 12.447 | 82.275 | 0 | 0 | 0 | 0 | [74 empty] | 5 | 0
|  |  |  | 7.8202 | 78.2018 | 0 | 0 | 0 | 0 | 0 | 0 | 0.173 | 0 | 78.202 | 0 | 0 | 83.205 | 0 | 5.003 | 78.202 | 0 | 0 | 0 | 0 | [74 empty] | 4 | 0
|  |  |  | 7.3704 | 73.7039 | 0 | 0 | 0 | 0 | 0 | 0 | 0.173 | 0 | 73.704 | 7.847 | 0 | 65.857 | 0 | 0 | 65.857 | 0 | 0 | 0 | 0 | [74 empty] | 3 | 0
|  |  |  | 6.3874 | 63.8738 | 0 | 0 | 0 | 0 | 0 | 0 | 0.173 | 0 | 63.874 | 21.719 | 0 | 42.155 | 0 | 0 | 42.155 | 0 | 0 | 0 | 0 | [74 empty] | 2 | 0
|  |  |  | 5.6571 | 56.5708 | 0 | 0 | 0 | 0 | 0 | 0 | 0.173 | 0 | 56.571 | 40.546 | 0 | 16.024 | 0 | 0 | 16.024 | 0 | 0 | 0 | 0 | [74 empty] | 1 | 0
|  |  |  | 5.5587 | 55.5871 | 0 | 0 | 0 | 0 | 0 | 0 | 0.173 | 0 | 55.587 | 55.384 | 0 | 0.204 | 0 | 0 | 0.204 | 0 | 0 | 0 | 0 | [74 empty] | 0 | 0
|  |  |  | 3.8763 | 38.7625 | 0 | 0 | 0 | 0 | 0 | 0 | 0.173 | 0 | 38.763 | 38.763 | 0 | 0 | 0 | 0 | 0 | 0 | 0 | 0 | 0 | [74 empty] | 0 | 0
|  |  |  | 1.8334 | 18.3336 | 0 | 0 | 0 | 0 | 0 | 0 | 0.173 | 0 | 18.334 | 18.334 | 0 | 0 | 0 | 0 | 0 | 0 | 0 | 0 | 0 | [74 empty] | 0 | 0
|  |  |  | 1.8287 | 18.2872 | 0 | 0 | 0 | 0 | 0 | 0 | 0.173 | 0 | 18.287 | 18.287 | 0 | 0 | 0 | 0 | 0 | 0 | 0 | 0 | 0 | [74 empty] | 0 | 0
|  |  |  | 1.8428 | 18.4275 | 0 | 0 | 0 | 0 | 0 | 0 | 0.173 | 0 | 18.428 | 18.428 | 0 | 0 | 0 | 0 | 0 | 0 | 0 | 0 | 0 | [74 empty] | 0 | 0
|  |  |  | 1.829 | 18.2903 | 0 | 0 | 0 | 0 | 0 | 0 | 0.173 | 0 | 18.29 | 18.29 | 0 | 0 | 0 | 0 | 0 | 0 | 0 | 0 | 0 | [74 empty] | 0 | 0
|  |  |  | 1.8291 | 18.2908 | 0 | 0 | 0 | 0 | 0 | 0 | 0.173 | 0 | 18.291 | 18.291 | 0 | 0 | 0 | 0 | 0 | 0 | 0 | 0 | 0 | [74 empty] | 0 | 0
|  |  |  | 1.829 | 18.2901 | 0 | 0 | 0 | 0 | 0 | 0 | 0.173 | 0 | 18.29 | 18.29 | 0 | 0 | 0 | 0 | 0 | 0 | 0 | 0 | 0 | [74 empty] | 0 | 0
|  |  |  | 1.8289 | 18.2889 | 0 | 0 | 0 | 0 | 0 | 0 | 0.173 | 0 | 18.289 | 18.289 | 0 | 0 | 0 | 0 | 0 | 0 | 0 | 0 | 0 | [74 empty] | 0 | 0
|  |  |  | 1.8662 | 18.6623 | 0 | 0 | 0 | 0 | 0 | 0 | 0.173 | 0 | 18.662 | 18.662 | 0 | 0 | 0 | 0 | 0 | 0 | 0 | 0 | 0 | [74 empty] | 0 | 0
|  |  |  | 1.8607 | 18.6074 | 0 | 0 | 0 | 0 | 0 | 0 | 0.173 | 0 | 18.607 | 18.607 | 0 | 0 | 0 | 0 | 0 | 0 | 0 | 0 | 0 | [74 empty] | 0 | 0
|  |  |  | 3.9138 | 39.1384 | 0 | 0 | 0 | 0 | 0 | 0 | 0.173 | 0 | 39.138 | 39.138 | 0 | 0 | 0 | 0 | 0 | 0 | 0 | 0 | 0 | [74 empty] | 0 | 0
|  |  |  | 3.8076 | 38.0759 | 0 | 0 | 0 | 0 | 0 | 0 | 0.173 | 0 | 38.076 | 28.61 | 0 | 9.466 | 0 | 0 | 9.466 | 0 | 0 | 0 | 0 | [74 empty] | 12 | 0
|  |  |  | 6.0347 | 60.3465 | 0 | 0 | 0 | 0 | 0 | 0 | 0.173 | 0 | 60.347 | 25.288 | 0 | 35.059 | 0 | 0 | 35.059 | 0 | 0 | 0 | 0 | [74 empty] | 11 | 0
|  |  |  | 6.1308 | 61.3082 | 0 | 0 | 0 | 0 | 0 | 0 | 0.173 | 0 | 61.308 | 0.511 | 0 | 60.797 | 0 | 0 | 60.797 | 0 | 0 | 0 | 0 | [74 empty] | 10 | 0
|  |  |  | 6.4007 | 64.0071 | 0 | 0 | 0 | 0 | 0 | 0 | 0.173 | 0 | 64.007 | 0 | 0 | 81.097 | 0 | 17.089 | 64.008 | 0 | 0 | 0 | 0 | [74 empty] | 9 | 0
|  |  |  | 6.8745 | 68.745 | 0 | 0 | 0 | 0 | 0 | 0 | 0.173 | 0 | 68.745 | 0 | 0 | 94.591 | 0 | 25.846 | 68.745 | 0 | 0 | 0 | 0 | [74 empty] | 8 | 0
|  |  |  | 7.4792 | 74.7919 | 0 | 0 | 0 | 0 | 0 | 0 | 0.173 | 0 | 74.792 | 0 | 0 | 101.207 | 0 | 26.415 | 74.792 | 0 | 0 | 0 | 0 | [74 empty] | 7 | 0
|  |  |  | 7.9097 | 79.0975 | 0 | 0 | 0 | 0 | 0 | 0 | 0.173 | 0 | 79.097 | 0 | 0 | 101.512 | 0 | 22.415 | 79.097 | 0 | 0 | 0 | 0 | [74 empty] | 6 | 0
|  |  |  | 8.3857 | 83.8573 | 0 | 0 | 0 | 0 | 0 | 0 | 0.173 | 0 | 83.857 | 0 | 0 | 95.827 | 0 | 11.97 | 83.857 | 0 | 0 | 0 | 0 | [74 empty] | 5 | 0
|  |  |  | 8.2779 | 82.7791 | 0 | 0 | 0 | 0 | 0 | 0 | 0.173 | 0 | 82.779 | 0 | 0 | 84.339 | 0 | 1.56 | 82.779 | 0 | 0 | 0 | 0 | [74 empty] | 4 | 0
|  |  |  | 7.8108 | 78.108 | 0 | 0 | 0 | 0 | 0 | 0 | 0.173 | 0 | 78.108 | 10.927 | 0 | 67.181 | 0 | 0 | 67.181 | 0 | 0 | 0 | 0 | [74 empty] | 3 | 0
|  |  |  | 6.5001 | 65.0009 | 0 | 0 | 0 | 0 | 0 | 0 | 0.173 | 0 | 65.001 | 22.468 | 0 | 42.533 | 0 | 0 | 42.533 | 0 | 0 | 0 | 0 | [74 empty] | 2 | 0
|  |  |  | 5.7246 | 57.2457 | 0 | 0 | 0 | 0 | 0 | 0 | 0.173 | 0 | 57.246 | 41.454 | 0 | 15.792 | 0 | 0 | 15.792 | 0 | 0 | 0 | 0 | [74 empty] | 1 | 0
|  |  |  | 5.8662 | 58.6615 | 0 | 0 | 0 | 0 | 0 | 0 | 0.173 | 0 | 58.661 | 58.661 | 0 | 0 | 0 | 0 | 0 | 0 | 0 | 0 | 0 | [74 empty] | 0 | 0
|  |  |  | 4.3992 | 43.9923 | 0 | 0 | 0 | 0 | 0 | 0 | 0.173 | 0 | 43.992 | 43.992 | 0 | 0 | 0 | 0 | 0 | 0 | 0 | 0 | 0 | [74 empty] | 0 | 0
|  |  |  | 1.8288 | 18.288 | 0 | 0 | 0 | 0 | 0 | 0 | 0.173 | 0 | 18.288 | 18.288 | 0 | 0 | 0 | 0 | 0 | 0 | 0 | 0 | 0 | [74 empty] | 0 | 0
|  |  |  | 1.8294 | 18.2943 | 0 | 0 | 0 | 0 | 0 | 0 | 0.173 | 0 | 18.294 | 18.294 | 0 | 0 | 0 | 0 | 0 | 0 | 0 | 0 | 0 | [74 empty] | 0 | 0
|  |  |  | 1.8433 | 18.4326 | 0 | 0 | 0 | 0 | 0 | 0 | 0.173 | 0 | 18.433 | 18.433 | 0 | 0 | 0 | 0 | 0 | 0 | 0 | 0 | 0 | [74 empty] | 0 | 0
|  |  |  | 1.8297 | 18.2969 | 0 | 0 | 0 | 0 | 0 | 0 | 0.173 | 0 | 18.297 | 18.297 | 0 | 0 | 0 | 0 | 0 | 0 | 0 | 0 | 0 | [74 empty] | 0 | 0
|  |  |  | 2.0361 | 20.3607 | 0 | 0 | 0 | 0 | 0 | 0 | 0.173 | 0 | 20.361 | 20.361 | 0 | 0 | 0 | 0 | 0 | 0 | 0 | 0 | 0 | [74 empty] | 0 | 0
|  |  |  | 2.0362 | 20.3616 | 0 | 0 | 0 | 0 | 0 | 0 | 0.173 | 0 | 20.362 | 20.362 | 0 | 0 | 0 | 0 | 0 | 0 | 0 | 0 | 0 | [74 empty] | 0 | 0
|  |  |  | 2.0361 | 20.3611 | 0 | 0 | 0 | 0 | 0 | 0 | 0.173 | 0 | 20.361 | 20.361 | 0 | 0 | 0 | 0 | 0 | 0 | 0 | 0 | 0 | [74 empty] | 0 | 0
|  |  |  | 2.0439 | 20.4391 | 0 | 0 | 0 | 0 | 0 | 0 | 0.173 | 0 | 20.439 | 20.439 | 0 | 0 | 0 | 0 | 0 | 0 | 0 | 0 | 0 | [74 empty] | 0 | 0
|  |  |  | 2.0434 | 20.4336 | 0 | 0 | 0 | 0 | 0 | 0 | 0.173 | 0 | 20.434 | 20.434 | 0 | 0 | 0 | 0 | 0 | 0 | 0 | 0 | 0 | [74 empty] | 0 | 0
|  |  |  | 1.8739 | 18.7386 | 0 | 0 | 0 | 0 | 0 | 0 | 0.173 | 0 | 18.739 | 18.739 | 0 | 0 | 0 | 0 | 0 | 0 | 0 | 0 | 0 | [74 empty] | 0 | 0
|  |  |  | 1.7021 | 17.0212 | 0 | 0 | 0 | 0 | 0 | 0 | 0.173 | 0 | 17.021 | 7.889 | 0 | 9.132 | 0 | 0 | 9.132 | 0 | 0 | 0 | 0 | [74 empty] | 12 | 0
|  |  |  | 1.7024 | 17.0244 | 0 | 0 | 0 | 0 | 0 | 0 | 0.173 | 0 | 17.024 | 0 | 0 | 19.863 | 0 | 2.839 | 17.024 | 0 | 0 | 0 | 0 | [74 empty] | 11 | 0
|  |  |  | 1.7032 | 17.0324 | 0 | 0 | 0 | 0 | 0 | 0 | 0.173 | 0 | 17.032 | 0 | 0 | 61.088 | 0 | 44.055 | 17.033 | 0 | 0 | 0 | 0 | [74 empty] | 10 | 0
|  |  |  | 1.7037 | 17.0372 | 0 | 0 | 0 | 0 | 0 | 0 | 0.173 | 0 | 17.037 | 0 | 0 | 81.242 | 0 | 64.205 | 17.037 | 0 | 0 | 0 | 0 | [74 empty] | 9 | 0
|  |  |  | 1.7167 | 17.1666 | 0 | 0 | 0 | 0 | 0 | 0 | 0.173 | 0 | 17.167 | 0 | 0 | 95.26 | 0 | 78.093 | 17.167 | 0 | 0 | 0 | 0 | [74 empty] | 8 | 0
|  |  |  | 3.0875 | 30.8755 | 0 | 0 | 0 | 0 | 0 | 0 | 0.173 | 0 | 30.876 | 0 | 0 | 102.763 | 0 | 71.888 | 30.875 | 0 | 0 | 0 | 0 | [74 empty] | 7 | 0
|  |  |  | 3.2043 | 32.0432 | 0 | 0 | 0 | 0 | 0 | 0 | 0.173 | 0 | 32.043 | 0 | 0 | 103.112 | 0 | 71.069 | 32.043 | 0 | 0 | 0 | 0 | [74 empty] | 6 | 0
|  |  |  | 3.483 | 34.8295 | 0 | 0 | 0 | 0 | 0 | 0 | 0.173 | 0 | 34.829 | 0 | 0 | 97.935 | 0 | 63.106 | 34.829 | 0 | 0 | 0 | 0 | [74 empty] | 5 | 0
|  |  |  | 3.281 | 32.8098 | 0 | 0 | 0 | 0 | 0 | 0 | 0.173 | 0 | 32.81 | 0 | 0 | 85.648 | 0 | 52.838 | 32.81 | 0 | 0 | 0 | 0 | [74 empty] | 4 | 0
|  |  |  | 3.1793 | 31.7929 | 0 | 0 | 0 | 0 | 0 | 0 | 0.173 | 0 | 31.793 | 0 | 0 | 67.748 | 0 | 35.955 | 31.793 | 0 | 0 | 0 | 0 | [74 empty] | 3 | 0
|  |  |  | 2.9716 | 29.7156 | 0 | 0 | 0 | 0 | 0 | 0 | 0.173 | 0 | 29.716 | 0 | 0 | 42.664 | 0 | 12.948 | 29.716 | 0 | 0 | 0 | 0 | [74 empty] | 2 | 0
|  |  |  | 2.4627 | 24.6269 | 0 | 0 | 0 | 0 | 0 | 0 | 0.173 | 0 | 24.627 | 9.082 | 0 | 15.545 | 0 | 0 | 15.545 | 0 | 0 | 0 | 0 | [74 empty] | 1 | 0
|  |  |  | 1.9919 | 19.9186 | 0 | 0 | 0 | 0 | 0 | 0 | 0.173 | 0 | 19.919 | 19.919 | 0 | 0 | 0 | 0 | 0 | 0 | 0 | 0 | 0 | [74 empty] | 0 | 0
|  |  |  | 2.0476 | 20.4765 | 0 | 0 | 0 | 0 | 0 | 0 | 0.173 | 0 | 20.476 | 20.476 | 0 | 0 | 0 | 0 | 0 | 0 | 0 | 0 | 0 | [74 empty] | 0 | 0
|  |  |  | 2.0435 | 20.4348 | 0 | 0 | 0 | 0 | 0 | 0 | 0.173 | 0 | 20.435 | 20.435 | 0 | 0 | 0 | 0 | 0 | 0 | 0 | 0 | 0 | [74 empty] | 0 | 0
|  |  |  | 2.0373 | 20.3727 | 0 | 0 | 0 | 0 | 0 | 0 | 0.173 | 0 | 20.373 | 20.373 | 0 | 0 | 0 | 0 | 0 | 0 | 0 | 0 | 0 | [74 empty] | 0 | 0
|  |  |  | 2.0501 | 20.5012 | 0 | 0 | 0 | 0 | 0 | 0 | 0.173 | 0 | 20.501 | 20.501 | 0 | 0 | 0 | 0 | 0 | 0 | 0 | 0 | 0 | [74 empty] | 0 | 0
|  |  |  | 2.0372 | 20.3718 | 0 | 0 | 0 | 0 | 0 | 0 | 0.173 | 0 | 20.372 | 20.372 | 0 | 0 | 0 | 0 | 0 | 0 | 0 | 0 | 0 | [74 empty] | 0 | 0
|  |  |  | 2.0371 | 20.3714 | 0 | 0 | 0 | 0 | 0 | 0 | 0.173 | 0 | 20.371 | 20.371 | 0 | 0 | 0 | 0 | 0 | 0 | 0 | 0 | 0 | [74 empty] | 0 | 0
|  |  |  | 2.0371 | 20.371 | 0 | 0 | 0 | 0 | 0 | 0 | 0.173 | 0 | 20.371 | 20.371 | 0 | 0 | 0 | 0 | 0 | 0 | 0 | 0 | 0 | [74 empty] | 0 | 0
|  |  |  | 2.037 | 20.3704 | 0 | 0 | 0 | 0 | 0 | 0 | 0.173 | 0 | 20.37 | 20.37 | 0 | 0 | 0 | 0 | 0 | 0 | 0 | 0 | 0 | [74 empty] | 0 | 0
|  |  |  | 2.0451 | 20.4511 | 0 | 0 | 0 | 0 | 0 | 0 | 0.173 | 0 | 20.451 | 20.451 | 0 | 0 | 0 | 0 | 0 | 0 | 0 | 0 | 0 | [74 empty] | 0 | 0
|  |  |  | 2.0446 | 20.4455 | 0 | 0 | 0 | 0 | 0 | 0 | 0.173 | 0 | 20.445 | 20.445 | 0 | 0 | 0 | 0 | 0 | 0 | 0 | 0 | 0 | [74 empty] | 0 | 0
|  |  |  | 1.875 | 18.7502 | 0 | 0 | 0 | 0 | 0 | 0 | 0.173 | 0 | 18.75 | 18.75 | 0 | 0 | 0 | 0 | 0 | 0 | 0 | 0 | 0 | [74 empty] | 0 | 0
|  |  |  | 1.7031 | 17.0308 | 0 | 0 | 0 | 0 | 0 | 0 | 0.173 | 0 | 17.031 | 7.812 | 0 | 9.219 | 0 | 0 | 9.219 | 0 | 0 | 0 | 0 | [74 empty] | 12 | 0
|  |  |  | 1.7035 | 17.0349 | 0 | 0 | 0 | 0 | 0 | 0 | 0.173 | 0 | 17.035 | 0 | 0 | 34.986 | 0 | 17.951 | 17.035 | 0 | 0 | 0 | 0 | [74 empty] | 11 | 0
|  |  |  | 1.7043 | 17.0428 | 0 | 0 | 0 | 0 | 0 | 0 | 0.173 | 0 | 17.043 | 0 | 0 | 61.8 | 0 | 44.758 | 17.042 | 0 | 0 | 0 | 0 | [74 empty] | 10 | 0
|  |  |  | 1.7043 | 17.0432 | 0 | 0 | 0 | 0 | 0 | 0 | 0.173 | 0 | 17.043 | 0 | 0 | 82.74 | 0 | 65.697 | 17.043 | 0 | 0 | 0 | 0 | [74 empty] | 9 | 0
|  |  |  | 1.9619 | 19.6187 | 0 | 0 | 0 | 0 | 0 | 0 | 0.173 | 0 | 19.619 | 0 | 0 | 97.005 | 0 | 77.386 | 19.619 | 0 | 0 | 0 | 0 | [74 empty] | 8 | 0
|  |  |  | 2.3198 | 23.1983 | 0 | 0 | 0 | 0 | 0 | 0 | 0.173 | 0 | 23.198 | 0 | 0 | 104.115 | 0 | 80.917 | 23.198 | 0 | 0 | 0 | 0 | [74 empty] | 7 | 0
|  |  |  | 2.663 | 26.6296 | 0 | 0 | 0 | 0 | 0 | 0 | 0.173 | 0 | 26.63 | 0 | 0 | 104.959 | 0 | 78.329 | 26.63 | 0 | 0 | 0 | 0 | [74 empty] | 6 | 0
|  |  |  | 3.0585 | 30.5851 | 0 | 0 | 0 | 0 | 0 | 0 | 0.173 | 0 | 30.585 | 0 | 0 | 99.768 | 0 | 69.182 | 30.586 | 0 | 0 | 0 | 0 | [74 empty] | 5 | 0
|  |  |  | 2.8757 | 28.7572 | 0 | 0 | 0 | 0 | 0 | 0 | 0.173 | 0 | 28.757 | 0 | 0 | 87.713 | 0 | 58.956 | 28.757 | 0 | 0 | 0 | 0 | [74 empty] | 4 | 0
|  |  |  | 2.8883 | 28.8826 | 0 | 0 | 0 | 0 | 0 | 0 | 0.173 | 0 | 28.883 | 0 | 0 | 68.882 | 0 | 39.999 | 28.883 | 0 | 0 | 0 | 0 | [74 empty] | 3 | 0
|  |  |  | 2.3277 | 23.2765 | 0 | 0 | 0 | 0 | 0 | 0 | 0.173 | 0 | 23.276 | 0 | 0 | 43.391 | 0 | 20.115 | 23.276 | 0 | 0 | 0 | 0 | [74 empty] | 2 | 0
|  |  |  | 1.8905 | 18.9047 | 0 | 0 | 0 | 0 | 0 | 0 | 0.173 | 0 | 18.905 | 3.258 | 0 | 15.646 | 0 | 0 | 15.646 | 0 | 0 | 0 | 0 | [74 empty] | 1 | 0
|  |  |  | 1.9913 | 19.9133 | 0 | 0 | 0 | 0 | 0 | 0 | 0.173 | 0 | 19.913 | 19.913 | 0 | 0 | 0 | 0 | 0 | 0 | 0 | 0 | 0 | [74 empty] | 0 | 0
|  |  |  | 2.047 | 20.4697 | 0 | 0 | 0 | 0 | 0 | 0 | 0.173 | 0 | 20.47 | 20.47 | 0 | 0 | 0 | 0 | 0 | 0 | 0 | 0 | 0 | [74 empty] | 0 | 0
|  |  |  | 2.0429 | 20.4286 | 0 | 0 | 0 | 0 | 0 | 0 | 0.173 | 0 | 20.429 | 20.429 | 0 | 0 | 0 | 0 | 0 | 0 | 0 | 0 | 0 | [74 empty] | 0 | 0
|  |  |  | 2.0366 | 20.3656 | 0 | 0 | 0 | 0 | 0 | 0 | 0.173 | 0 | 20.366 | 20.366 | 0 | 0 | 0 | 0 | 0 | 0 | 0 | 0 | 0 | [74 empty] | 0 | 0
|  |  |  | 2.0494 | 20.494 | 0 | 0 | 0 | 0 | 0 | 0 | 0.173 | 0 | 20.494 | 20.494 | 0 | 0 | 0 | 0 | 0 | 0 | 0 | 0 | 0 | [74 empty] | 0 | 0
|  |  |  | 2.0363 | 20.3633 | 0 | 0 | 0 | 0 | 0 | 0 | 0.173 | 0 | 20.363 | 20.363 | 0 | 0 | 0 | 0 | 0 | 0 | 0 | 0 | 0 | [74 empty] | 0 | 0
|  |  |  | 2.0363 | 20.3629 | 0 | 0 | 0 | 0 | 0 | 0 | 0.173 | 0 | 20.363 | 20.363 | 0 | 0 | 0 | 0 | 0 | 0 | 0 | 0 | 0 | [74 empty] | 0 | 0
|  |  |  | 2.0362 | 20.3625 | 0 | 0 | 0 | 0 | 0 | 0 | 0.173 | 0 | 20.363 | 20.363 | 0 | 0 | 0 | 0 | 0 | 0 | 0 | 0 | 0 | [74 empty] | 0 | 0
|  |  |  | 2.0362 | 20.3621 | 0 | 0 | 0 | 0 | 0 | 0 | 0.173 | 0 | 20.362 | 20.362 | 0 | 0 | 0 | 0 | 0 | 0 | 0 | 0 | 0 | [74 empty] | 0 | 0
|  |  |  | 2.044 | 20.4403 | 0 | 0 | 0 | 0 | 0 | 0 | 0.173 | 0 | 20.44 | 20.44 | 0 | 0 | 0 | 0 | 0 | 0 | 0 | 0 | 0 | [74 empty] | 0 | 0
|  |  |  | 2.0435 | 20.4349 | 0 | 0 | 0 | 0 | 0 | 0 | 0.173 | 0 | 20.435 | 20.435 | 0 | 0 | 0 | 0 | 0 | 0 | 0 | 0 | 0 | [74 empty] | 0 | 0
|  |  |  | 1.874 | 18.7399 | 0 | 0 | 0 | 0 | 0 | 0 | 0.173 | 0 | 18.74 | 18.74 | 0 | 0 | 0 | 0 | 0 | 0 | 0 | 0 | 0 | [74 empty] | 0 | 0
|  |  |  | 1.7023 | 17.0225 | 0 | 0 | 0 | 0 | 0 | 0 | 0.173 | 0 | 17.023 | 7.629 | 0 | 9.394 | 0 | 0 | 9.394 | 0 | 0 | 0 | 0 | [74 empty] | 12 | 0
|  |  |  | 1.7025 | 17.0245 | 0 | 0 | 0 | 0 | 0 | 0 | 0.173 | 0 | 17.025 | 0 | 0 | 35.612 | 0 | 18.587 | 17.025 | 0 | 0 | 0 | 0 | [74 empty] | 11 | 0
|  |  |  | 1.7029 | 17.0293 | 0 | 0 | 0 | 0 | 0 | 0 | 0.173 | 0 | 17.029 | 0 | 0 | 62.789 | 0 | 45.76 | 17.029 | 0 | 0 | 0 | 0 | [74 empty] | 10 | 0
|  |  |  | 1.703 | 17.03 | 0 | 0 | 0 | 0 | 0 | 0 | 0.173 | 0 | 17.03 | 0 | 0 | 84.048 | 0 | 67.018 | 17.03 | 0 | 0 | 0 | 0 | [74 empty] | 9 | 0
|  |  |  | 1.7158 | 17.1584 | 0 | 0 | 0 | 0 | 0 | 0 | 0.173 | 0 | 17.158 | 0 | 0 | 98.212 | 0 | 81.053 | 17.159 | 0 | 0 | 0 | 0 | [74 empty] | 8 | 0
|  |  |  | 1.8866 | 18.8661 | 0 | 0 | 0 | 0 | 0 | 0 | 0.173 | 0 | 18.866 | 0 | 0 | 106.326 | 0 | 87.46 | 18.866 | 0 | 0 | 0 | 0 | [74 empty] | 7 | 0
|  |  |  | 3.0272 | 30.2724 | 0 | 0 | 0 | 0 | 0 | 0 | 0.173 | 0 | 30.272 | 0 | 0 | 107.024 | 0 | 76.751 | 30.273 | 0 | 0 | 0 | 0 | [74 empty] | 6 | 0
|  |  |  | 2.9683 | 29.6826 | 0 | 0 | 0 | 0 | 0 | 0 | 0.173 | 0 | 29.683 | 0 | 0 | 101.556 | 0 | 71.873 | 29.683 | 0 | 0 | 0 | 0 | [74 empty] | 5 | 0
|  |  |  | 3.0601 | 30.6006 | 0 | 0 | 0 | 0 | 0 | 0 | 0.173 | 0 | 30.601 | 0 | 0 | 88.28 | 0 | 57.679 | 30.601 | 0 | 0 | 0 | 0 | [74 empty] | 4 | 0
|  |  |  | 2.8392 | 28.3921 | 0 | 0 | 0 | 0 | 0 | 0 | 0.173 | 0 | 28.392 | 0 | 0 | 68.78 | 0 | 40.388 | 28.392 | 0 | 0 | 0 | 0 | [74 empty] | 3 | 0
|  |  |  | 2.6271 | 26.2714 | 0 | 0 | 0 | 0 | 0 | 0 | 0.173 | 0 | 26.271 | 0 | 0 | 35.117 | 0 | 8.846 | 26.271 | 0 | 0 | 0 | 0 | [74 empty] | 2 | 0
|  |  |  | 1.7005 | 17.0049 | 0 | 0 | 0 | 0 | 0 | 0 | 0.173 | 0 | 17.005 | 4.659 | 0 | 12.346 | 0 | 0 | 12.346 | 0 | 0 | 0 | 0 | [74 empty] | 1 | 0
|  |  |  | 1.9904 | 19.9038 | 0 | 0 | 0 | 0 | 0 | 0 | 0.173 | 0 | 19.904 | 19.904 | 0 | 0 | 0 | 0 | 0 | 0 | 0 | 0 | 0 | [74 empty] | 0 | 0
|  |  |  | 2.046 | 20.4602 | 0 | 0 | 0 | 0 | 0 | 0 | 0.173 | 0 | 20.46 | 20.46 | 0 | 0 | 0 | 0 | 0 | 0 | 0 | 0 | 0 | [74 empty] | 0 | 0
|  |  |  | 2.0416 | 20.4163 | 0 | 0 | 0 | 0 | 0 | 0 | 0.173 | 0 | 20.416 | 20.416 | 0 | 0 | 0 | 0 | 0 | 0 | 0 | 0 | 0 | [74 empty] | 0 | 0
|  |  |  | 2.0358 | 20.3579 | 0 | 0 | 0 | 0 | 0 | 0 | 0.173 | 0 | 20.358 | 20.358 | 0 | 0 | 0 | 0 | 0 | 0 | 0 | 0 | 0 | [74 empty] | 0 | 0
|  |  |  | 2.0487 | 20.4871 | 0 | 0 | 0 | 0 | 0 | 0 | 0.173 | 0 | 20.487 | 20.487 | 0 | 0 | 0 | 0 | 0 | 0 | 0 | 0 | 0 | [74 empty] | 0 | 0
|  |  |  | 2.0355 | 20.3553 | 0 | 0 | 0 | 0 | 0 | 0 | 0.173 | 0 | 20.355 | 20.355 | 0 | 0 | 0 | 0 | 0 | 0 | 0 | 0 | 0 | [74 empty] | 0 | 0
|  |  |  | 2.0355 | 20.3551 | 0 | 0 | 0 | 0 | 0 | 0 | 0.173 | 0 | 20.355 | 20.355 | 0 | 0 | 0 | 0 | 0 | 0 | 0 | 0 | 0 | [74 empty] | 0 | 0
|  |  |  | 2.0355 | 20.3547 | 0 | 0 | 0 | 0 | 0 | 0 | 0.173 | 0 | 20.355 | 20.355 | 0 | 0 | 0 | 0 | 0 | 0 | 0 | 0 | 0 | [74 empty] | 0 | 0
|  |  |  | 2.0351 | 20.3512 | 0 | 0 | 0 | 0 | 0 | 0 | 0.173 | 0 | 20.351 | 20.351 | 0 | 0 | 0 | 0 | 0 | 0 | 0 | 0 | 0 | [74 empty] | 0 | 0
|  |  |  | 2.072 | 20.72 | 0 | 0 | 0 | 0 | 0 | 0 | 0.173 | 0 | 20.72 | 20.72 | 0 | 0 | 0 | 0 | 0 | 0 | 0 | 0 | 0 | [74 empty] | 0 | 0
|  |  |  | 2.0663 | 20.6633 | 0 | 0 | 0 | 0 | 0 | 0 | 0.173 | 0 | 20.663 | 20.663 | 0 | 0 | 0 | 0 | 0 | 0 | 0 | 0 | 0 | [74 empty] | 0 | 0
|  |  |  | 3.9895 | 39.8951 | 0 | 0 | 0 | 0 | 0 | 0 | 0.173 | 0 | 39.895 | 39.895 | 0 | 0 | 0 | 0 | 0 | 0 | 0 | 0 | 0 | [74 empty] | 0 | 0
|  |  |  | 7.282 | 72.8204 | 0 | 0 | 0 | 0 | 0 | 0 | 0.173 | 0 | 72.82 | 63.892 | 0 | 8.928 | 0 | 0 | 8.928 | 0 | 0 | 0 | 0 | [74 empty] | 12 | 0
|  |  |  | 9.0362 | 90.3622 | 0 | 0 | 0 | 0 | 0 | 0 | 0.173 | 0 | 90.362 | 55.318 | 0 | 35.044 | 0 | 0 | 35.044 | 0 | 0 | 0 | 0 | [74 empty] | 11 | 0
|  |  |  | 9.532 | 95.3204 | 0 | 0 | 0 | 0 | 0 | 0 | 0.173 | 0 | 95.32 | 34.771 | 0 | 60.55 | 0 | 0 | 60.55 | 0 | 0 | 0 | 0 | [74 empty] | 10 | 0
|  |  |  | 10.5635 | 105.635 | 0 | 0 | 0 | 0 | 0 | 0 | 0.173 | 0 | 105.635 | 25.832 | 0 | 79.802 | 0 | 0 | 79.802 | 0 | 0 | 0 | 0 | [74 empty] | 9 | 0
|  |  |  | 11.8167 | 118.167 | 0 | 0 | 0 | 0 | 0 | 0 | 0.173 | 0 | 118.167 | 25.38 | 0 | 92.788 | 0 | 0 | 92.788 | 0 | 0 | 0 | 0 | [74 empty] | 8 | 0
|  |  |  | 12.3025 | 123.025 | 0 | 0 | 0 | 0 | 0 | 0 | 0.173 | 0 | 123.025 | 24.014 | 0 | 99.011 | 0 | 0 | 99.011 | 0 | 0 | 0 | 0 | [74 empty] | 7 | 0
|  |  |  | 12.4698 | 124.698 | 0 | 0 | 0 | 0 | 0 | 0 | 0.173 | 0 | 124.698 | 25.411 | 0 | 99.288 | 0 | 0 | 99.288 | 0 | 0 | 0 | 0 | [74 empty] | 6 | 0
|  |  |  | 12.7721 | 127.721 | 0 | 0 | 0 | 0 | 0 | 0 | 0.173 | 0 | 127.721 | 34.22 | 0 | 93.5 | 0 | 0 | 93.5 | 0 | 0 | 0 | 0 | [74 empty] | 5 | 0
|  |  |  | 12.8277 | 128.277 | 0 | 0 | 0 | 0 | 0 | 0 | 0.173 | 0 | 128.277 | 44.273 | 0 | 84.005 | 0 | 0 | 84.005 | 0 | 0 | 0 | 0 | [74 empty] | 4 | 0
|  |  |  | 12.5486 | 125.486 | 0 | 0 | 0 | 0 | 0 | 0 | 0.173 | 0 | 125.486 | 59.527 | 0 | 65.959 | 0 | 0 | 65.959 | 0 | 0 | 0 | 0 | [74 empty] | 3 | 0
|  |  |  | 10.0784 | 100.784 | 0 | 0 | 0 | 0 | 0 | 0 | 0.173 | 0 | 100.784 | 59.603 | 0 | 41.181 | 0 | 0 | 41.181 | 0 | 0 | 0 | 0 | [74 empty] | 2 | 0
|  |  |  | 9.1174 | 91.1744 | 0 | 0 | 0 | 0 | 0 | 0 | 0.173 | 0 | 91.174 | 76.706 | 0 | 14.469 | 0 | 0 | 14.469 | 0 | 0 | 0 | 0 | [74 empty] | 1 | 0
|  |  |  | 8.6959 | 86.9585 | 0 | 0 | 0 | 0 | 0 | 0 | 0.173 | 0 | 86.958 | 86.958 | 0 | 0 | 0 | 0 | 0 | 0 | 0 | 0 | 0 | [74 empty] | 0 | 0
|  |  |  | 8.4626 | 84.6262 | 0 | 0 | 0 | 0 | 0 | 0 | 0.173 | 0 | 84.626 | 84.626 | 0 | 0 | 0 | 0 | 0 | 0 | 0 | 0 | 0 | [74 empty] | 0 | 0
|  |  |  | 2.036 | 20.3596 | 0 | 0 | 0 | 0 | 0 | 0 | 0.173 | 0 | 20.36 | 20.36 | 0 | 0 | 0 | 0 | 0 | 0 | 0 | 0 | 0 | [74 empty] | 0 | 0
|  |  |  | 2.0364 | 20.3645 | 0 | 0 | 0 | 0 | 0 | 0 | 0.173 | 0 | 20.364 | 20.364 | 0 | 0 | 0 | 0 | 0 | 0 | 0 | 0 | 0 | [74 empty] | 0 | 0
|  |  |  | 2.0504 | 20.5037 | 0 | 0 | 0 | 0 | 0 | 0 | 0.173 | 0 | 20.504 | 20.504 | 0 | 0 | 0 | 0 | 0 | 0 | 0 | 0 | 0 | [74 empty] | 0 | 0
|  |  |  | 2.0367 | 20.3672 | 0 | 0 | 0 | 0 | 0 | 0 | 0.173 | 0 | 20.367 | 20.367 | 0 | 0 | 0 | 0 | 0 | 0 | 0 | 0 | 0 | [74 empty] | 0 | 0
|  |  |  | 2.0367 | 20.367 | 0 | 0 | 0 | 0 | 0 | 0 | 0.173 | 0 | 20.367 | 20.367 | 0 | 0 | 0 | 0 | 0 | 0 | 0 | 0 | 0 | [74 empty] | 0 | 0
|  |  |  | 2.0367 | 20.3667 | 0 | 0 | 0 | 0 | 0 | 0 | 0.173 | 0 | 20.367 | 20.367 | 0 | 0 | 0 | 0 | 0 | 0 | 0 | 0 | 0 | [74 empty] | 0 | 0
|  |  |  | 2.0366 | 20.3663 | 0 | 0 | 0 | 0 | 0 | 0 | 0.173 | 0 | 20.366 | 20.366 | 0 | 0 | 0 | 0 | 0 | 0 | 0 | 0 | 0 | [74 empty] | 0 | 0
|  |  |  | 2.0444 | 20.4443 | 0 | 0 | 0 | 0 | 0 | 0 | 0.173 | 0 | 20.444 | 20.444 | 0 | 0 | 0 | 0 | 0 | 0 | 0 | 0 | 0 | [74 empty] | 0 | 0
|  |  |  | 2.0434 | 20.4343 | 0 | 0 | 0 | 0 | 0 | 0 | 0.173 | 0 | 20.434 | 20.434 | 0 | 0 | 0 | 0 | 0 | 0 | 0 | 0 | 0 | [74 empty] | 0 | 0
|  |  |  | 4.2507 | 42.5071 | 0 | 0 | 0 | 0 | 0 | 0 | 0.173 | 0 | 42.507 | 42.507 | 0 | 0 | 0 | 0 | 0 | 0 | 0 | 0 | 0 | [74 empty] | 0 | 0
|  |  |  | 7.6114 | 76.1141 | 0 | 0 | 0 | 0 | 0 | 0 | 0.173 | 0 | 76.114 | 68.407 | 0 | 7.707 | 0 | 0 | 7.707 | 0 | 0 | 0 | 0 | [74 empty] | 12 | 0
|  |  |  | 9.6112 | 96.1123 | 0 | 0 | 0 | 0 | 0 | 0 | 0.173 | 0 | 96.112 | 68.251 | 0 | 27.861 | 0 | 0 | 27.861 | 0 | 0 | 0 | 0 | [74 empty] | 11 | 0
|  |  |  | 10.8216 | 108.216 | 0 | 0 | 0 | 0 | 0 | 0 | 0.173 | 0 | 108.216 | 48.611 | 0 | 59.605 | 0 | 0 | 59.605 | 0 | 0 | 0 | 0 | [74 empty] | 10 | 0
|  |  |  | 12.101 | 121.01 | 0 | 0 | 0 | 0 | 0 | 0 | 0.173 | 0 | 121.01 | 51.678 | 0 | 69.333 | 0 | 0 | 69.333 | 0 | 0 | 0 | 0 | [74 empty] | 9 | 0
|  |  |  | 13.0579 | 130.579 | 0 | 0 | 0 | 0 | 0 | 0 | 0.173 | 0 | 130.579 | 41.79 | 0 | 88.789 | 0 | 0 | 88.789 | 0 | 0 | 0 | 0 | [74 empty] | 8 | 0
|  |  |  | 13.3564 | 133.564 | 0 | 0 | 0 | 0 | 0 | 0 | 0.173 | 0 | 133.564 | 39.25 | 0 | 94.315 | 0 | 0 | 94.315 | 0 | 0 | 0 | 0 | [74 empty] | 7 | 0
|  |  |  | 13.1287 | 131.287 | 0 | 0 | 0 | 0 | 0 | 0 | 0.173 | 0 | 131.287 | 36.987 | 0 | 94.3 | 0 | 0 | 94.3 | 0 | 0 | 0 | 0 | [74 empty] | 6 | 0
|  |  |  | 13.5155 | 135.155 | 0 | 0 | 0 | 0 | 0 | 0 | 0.173 | 0 | 135.155 | 42.615 | 0 | 92.541 | 0 | 0 | 92.541 | 0 | 0 | 0 | 0 | [74 empty] | 5 | 0
|  |  |  | 13.5661 | 135.661 | 0 | 0 | 0 | 0 | 0 | 0 | 0.173 | 0 | 135.661 | 54.274 | 0 | 81.387 | 0 | 0 | 81.387 | 0 | 0 | 0 | 0 | [74 empty] | 4 | 0
|  |  |  | 13.07 | 130.7 | 0 | 0 | 0 | 0 | 0 | 0 | 0.173 | 0 | 130.7 | 65.613 | 0 | 65.087 | 0 | 0 | 65.087 | 0 | 0 | 0 | 0 | [74 empty] | 3 | 0
|  |  |  | 10.5878 | 105.878 | 0 | 0 | 0 | 0 | 0 | 0 | 0.173 | 0 | 105.878 | 65.366 | 0 | 40.512 | 0 | 0 | 40.512 | 0 | 0 | 0 | 0 | [74 empty] | 2 | 0
|  |  |  | 9.9104 | 99.1043 | 0 | 0 | 0 | 0 | 0 | 0 | 0.173 | 0 | 99.104 | 85.261 | 0 | 13.843 | 0 | 0 | 13.843 | 0 | 0 | 0 | 0 | [74 empty] | 1 | 0
|  |  |  | 9.5471 | 95.4713 | 0 | 0 | 0 | 0 | 0 | 0 | 0.173 | 0 | 95.471 | 95.471 | 0 | 0 | 0 | 0 | 0 | 0 | 0 | 0 | 0 | [74 empty] | 0 | 0
|  |  |  | 9.2683 | 92.6829 | 0 | 0 | 0 | 0 | 0 | 0 | 0.173 | 0 | 92.683 | 92.683 | 0 | 0 | 0 | 0 | 0 | 0 | 0 | 0 | 0 | [74 empty] | 0 | 0
|  |  |  | 2.0433 | 20.4332 | 0 | 0 | 0 | 0 | 0 | 0 | 0.173 | 0 | 20.433 | 20.433 | 0 | 0 | 0 | 0 | 0 | 0 | 0 | 0 | 0 | [74 empty] | 0 | 0
|  |  |  | 2.0379 | 20.3791 | 0 | 0 | 0 | 0 | 0 | 0 | 0.173 | 0 | 20.379 | 20.379 | 0 | 0 | 0 | 0 | 0 | 0 | 0 | 0 | 0 | [74 empty] | 0 | 0
|  |  |  | 2.0517 | 20.5172 | 0 | 0 | 0 | 0 | 0 | 0 | 0.173 | 0 | 20.517 | 20.517 | 0 | 0 | 0 | 0 | 0 | 0 | 0 | 0 | 0 | [74 empty] | 0 | 0
|  |  |  | 2.038 | 20.38 | 0 | 0 | 0 | 0 | 0 | 0 | 0.173 | 0 | 20.38 | 20.38 | 0 | 0 | 0 | 0 | 0 | 0 | 0 | 0 | 0 | [74 empty] | 0 | 0
|  |  |  | 2.0379 | 20.3785 | 0 | 0 | 0 | 0 | 0 | 0 | 0.173 | 0 | 20.378 | 20.378 | 0 | 0 | 0 | 0 | 0 | 0 | 0 | 0 | 0 | [74 empty] | 0 | 0
|  |  |  | 2.0376 | 20.3764 | 0 | 0 | 0 | 0 | 0 | 0 | 0.173 | 0 | 20.376 | 20.376 | 0 | 0 | 0 | 0 | 0 | 0 | 0 | 0 | 0 | [74 empty] | 0 | 0
|  |  |  | 2.0375 | 20.3747 | 0 | 0 | 0 | 0 | 0 | 0 | 0.173 | 0 | 20.375 | 20.375 | 0 | 0 | 0 | 0 | 0 | 0 | 0 | 0 | 0 | [74 empty] | 0 | 0
|  |  |  | 2.0452 | 20.4523 | 0 | 0 | 0 | 0 | 0 | 0 | 0.173 | 0 | 20.452 | 20.452 | 0 | 0 | 0 | 0 | 0 | 0 | 0 | 0 | 0 | [74 empty] | 0 | 0
|  |  |  | 2.0445 | 20.4448 | 0 | 0 | 0 | 0 | 0 | 0 | 0.173 | 0 | 20.445 | 20.445 | 0 | 0 | 0 | 0 | 0 | 0 | 0 | 0 | 0 | [74 empty] | 0 | 0
|  |  |  | 4.5703 | 45.7029 | 0 | 0 | 0 | 0 | 0 | 0 | 0.173 | 0 | 45.703 | 45.703 | 0 | 0 | 0 | 0 | 0 | 0 | 0 | 0 | 0 | [74 empty] | 0 | 0
|  |  |  | 7.8127 | 78.1266 | 0 | 0 | 0 | 0 | 0 | 0 | 0.173 | 0 | 78.127 | 69.62 | 0 | 8.507 | 0 | 0 | 8.507 | 0 | 0 | 0 | 0 | [74 empty] | 12 | 0
|  |  |  | 10.4555 | 104.555 | 0 | 0 | 0 | 0 | 0 | 0 | 0.173 | 0 | 104.555 | 70.325 | 0 | 34.23 | 0 | 0 | 34.23 | 0 | 0 | 0 | 0 | [74 empty] | 11 | 0
|  |  |  | 12.2071 | 122.071 | 0 | 0 | 0 | 0 | 0 | 0 | 0.173 | 0 | 122.071 | 62.292 | 0 | 59.779 | 0 | 0 | 59.779 | 0 | 0 | 0 | 0 | [74 empty] | 10 | 0
|  |  |  | 13.5858 | 135.858 | 0 | 0 | 0 | 0 | 0 | 0 | 0.173 | 0 | 135.858 | 57.989 | 0 | 77.868 | 0 | 0 | 77.868 | 0 | 0 | 0 | 0 | [74 empty] | 9 | 0
|  |  |  | 13.9546 | 139.546 | 0 | 0 | 0 | 0 | 0 | 0 | 0.173 | 0 | 139.546 | 52.982 | 0 | 86.564 | 0 | 0 | 86.564 | 0 | 0 | 0 | 0 | [74 empty] | 8 | 0
|  |  |  | 13.8186 | 138.186 | 0 | 0 | 0 | 0 | 0 | 0 | 0.173 | 0 | 138.186 | 46.126 | 0 | 92.061 | 0 | 0 | 92.061 | 0 | 0 | 0 | 0 | [74 empty] | 7 | 0
|  |  |  | 14.0021 | 140.021 | 0 | 0 | 0 | 0 | 0 | 0 | 0.173 | 0 | 140.021 | 48.033 | 0 | 91.988 | 0 | 0 | 91.988 | 0 | 0 | 0 | 0 | [74 empty] | 6 | 0
|  |  |  | 14.2498 | 142.498 | 0 | 0 | 0 | 0 | 0 | 0 | 0.173 | 0 | 142.498 | 55.948 | 0 | 86.55 | 0 | 0 | 86.55 | 0 | 0 | 0 | 0 | [74 empty] | 5 | 0
|  |  |  | 14.0905 | 140.905 | 0 | 0 | 0 | 0 | 0 | 0 | 0.173 | 0 | 140.905 | 61.989 | 0 | 78.915 | 0 | 0 | 78.915 | 0 | 0 | 0 | 0 | [74 empty] | 4 | 0
|  |  |  | 13.6816 | 136.816 | 0 | 0 | 0 | 0 | 0 | 0 | 0.173 | 0 | 136.816 | 75.132 | 0 | 61.684 | 0 | 0 | 61.684 | 0 | 0 | 0 | 0 | [74 empty] | 3 | 0
|  |  |  | 11.3184 | 113.184 | 0 | 0 | 0 | 0 | 0 | 0 | 0.173 | 0 | 113.184 | 74.809 | 0 | 38.374 | 0 | 0 | 38.374 | 0 | 0 | 0 | 0 | [74 empty] | 2 | 0
|  |  |  | 10.6615 | 106.615 | 0 | 0 | 0 | 0 | 0 | 0 | 0.173 | 0 | 106.615 | 93.586 | 0 | 13.029 | 0 | 0 | 13.029 | 0 | 0 | 0 | 0 | [74 empty] | 1 | 0
|  |  |  | 10.0673 | 100.673 | 0 | 0 | 0 | 0 | 0 | 0 | 0.173 | 0 | 100.673 | 100.673 | 0 | 0 | 0 | 0 | 0 | 0 | 0 | 0 | 0 | [74 empty] | 0 | 0
|  |  |  | 9.4954 | 94.9544 | 0 | 0 | 0 | 0 | 0 | 0 | 0.173 | 0 | 94.954 | 94.954 | 0 | 0 | 0 | 0 | 0 | 0 | 0 | 0 | 0 | [74 empty] | 0 | 0
|  |  |  | 2.0438 | 20.4384 | 0 | 0 | 0 | 0 | 0 | 0 | 0.173 | 0 | 20.438 | 20.438 | 0 | 0 | 0 | 0 | 0 | 0 | 0 | 0 | 0 | [74 empty] | 0 | 0
|  |  |  | 2.0385 | 20.385 | 0 | 0 | 0 | 0 | 0 | 0 | 0.173 | 0 | 20.385 | 20.385 | 0 | 0 | 0 | 0 | 0 | 0 | 0 | 0 | 0 | [74 empty] | 0 | 0
|  |  |  | 2.0523 | 20.5231 | 0 | 0 | 0 | 0 | 0 | 0 | 0.173 | 0 | 20.523 | 20.523 | 0 | 0 | 0 | 0 | 0 | 0 | 0 | 0 | 0 | [74 empty] | 0 | 0
|  |  |  | 2.0386 | 20.3864 | 0 | 0 | 0 | 0 | 0 | 0 | 0.173 | 0 | 20.386 | 20.386 | 0 | 0 | 0 | 0 | 0 | 0 | 0 | 0 | 0 | [74 empty] | 0 | 0
|  |  |  | 2.0385 | 20.385 | 0 | 0 | 0 | 0 | 0 | 0 | 0.173 | 0 | 20.385 | 20.385 | 0 | 0 | 0 | 0 | 0 | 0 | 0 | 0 | 0 | [74 empty] | 0 | 0
|  |  |  | 2.0381 | 20.3814 | 0 | 0 | 0 | 0 | 0 | 0 | 0.173 | 0 | 20.381 | 20.381 | 0 | 0 | 0 | 0 | 0 | 0 | 0 | 0 | 0 | [74 empty] | 0 | 0
|  |  |  | 2.0377 | 20.3769 | 0 | 0 | 0 | 0 | 0 | 0 | 0.173 | 0 | 20.377 | 20.377 | 0 | 0 | 0 | 0 | 0 | 0 | 0 | 0 | 0 | [74 empty] | 0 | 0
|  |  |  | 2.0771 | 20.7708 | 0 | 0 | 0 | 0 | 0 | 0 | 0.173 | 0 | 20.771 | 20.771 | 0 | 0 | 0 | 0 | 0 | 0 | 0 | 0 | 0 | [74 empty] | 0 | 0
|  |  |  | 2.0708 | 20.7082 | 0 | 0 | 0 | 0 | 0 | 0 | 0.173 | 0 | 20.708 | 20.708 | 0 | 0 | 0 | 0 | 0 | 0 | 0 | 0 | 0 | [74 empty] | 0 | 0
|  |  |  | 4.5606 | 45.6055 | 0 | 0 | 0 | 0 | 0 | 0 | 0.173 | 0 | 45.606 | 45.606 | 0 | 0 | 0 | 0 | 0 | 0 | 0 | 0 | 0 | [74 empty] | 0 | 0
|  |  |  | 7.8253 | 78.2534 | 0 | 0 | 0 | 0 | 0 | 0 | 0.173 | 0 | 78.253 | 70.096 | 0 | 8.158 | 0 | 0 | 8.158 | 0 | 0 | 0 | 0 | [74 empty] | 12 | 0
|  |  |  | 10.5272 | 105.272 | 0 | 0 | 0 | 0 | 0 | 0 | 0.173 | 0 | 105.272 | 72.409 | 0 | 32.863 | 0 | 0 | 32.863 | 0 | 0 | 0 | 0 | [74 empty] | 11 | 0
|  |  |  | 12.3579 | 123.579 | 0 | 0 | 0 | 0 | 0 | 0 | 0.173 | 0 | 123.579 | 66.825 | 0 | 56.755 | 0 | 0 | 56.755 | 0 | 0 | 0 | 0 | [74 empty] | 10 | 0
|  |  |  | 13.7707 | 137.707 | 0 | 0 | 0 | 0 | 0 | 0 | 0.173 | 0 | 137.707 | 63.488 | 0 | 74.219 | 0 | 0 | 74.219 | 0 | 0 | 0 | 0 | [74 empty] | 9 | 0
|  |  |  | 14.4858 | 144.858 | 0 | 0 | 0 | 0 | 0 | 0 | 0.173 | 0 | 144.858 | 59.835 | 0 | 85.023 | 0 | 0 | 85.023 | 0 | 0 | 0 | 0 | [74 empty] | 8 | 0
|  |  |  | 14.6135 | 146.135 | 0 | 0 | 0 | 0 | 0 | 0 | 0.173 | 0 | 146.135 | 55.543 | 0 | 90.592 | 0 | 0 | 90.592 | 0 | 0 | 0 | 0 | [74 empty] | 7 | 0
|  |  |  | 14.3966 | 143.966 | 0 | 0 | 0 | 0 | 0 | 0 | 0.173 | 0 | 143.966 | 52.938 | 0 | 91.028 | 0 | 0 | 91.028 | 0 | 0 | 0 | 0 | [74 empty] | 6 | 0
|  |  |  | 14.2366 | 142.366 | 0 | 0 | 0 | 0 | 0 | 0 | 0.173 | 0 | 142.366 | 52.923 | 0 | 89.443 | 0 | 0 | 89.443 | 0 | 0 | 0 | 0 | [74 empty] | 5 | 0
|  |  |  | 14.1901 | 141.901 | 0 | 0 | 0 | 0 | 0 | 0 | 0.173 | 0 | 141.901 | 63.451 | 0 | 78.45 | 0 | 0 | 78.45 | 0 | 0 | 0 | 0 | [74 empty] | 4 | 0
|  |  |  | 13.7542 | 137.542 | 0 | 0 | 0 | 0 | 0 | 0 | 0.173 | 0 | 137.542 | 75.073 | 0 | 62.469 | 0 | 0 | 62.469 | 0 | 0 | 0 | 0 | [74 empty] | 3 | 0
|  |  |  | 11.1975 | 111.975 | 0 | 0 | 0 | 0 | 0 | 0 | 0.173 | 0 | 111.975 | 74.051 | 0 | 37.924 | 0 | 0 | 37.924 | 0 | 0 | 0 | 0 | [74 empty] | 2 | 0
|  |  |  | 10.2536 | 102.536 | 0 | 0 | 0 | 0 | 0 | 0 | 0.173 | 0 | 102.536 | 90.045 | 0 | 12.491 | 0 | 0 | 12.491 | 0 | 0 | 0 | 0 | [74 empty] | 1 | 0
|  |  |  | 9.7376 | 97.3755 | 0 | 0 | 0 | 0 | 0 | 0 | 0.173 | 0 | 97.376 | 97.376 | 0 | 0 | 0 | 0 | 0 | 0 | 0 | 0 | 0 | [74 empty] | 0 | 0
|  |  |  | 9.3581 | 93.581 | 0 | 0 | 0 | 0 | 0 | 0 | 0.173 | 0 | 93.581 | 93.581 | 0 | 0 | 0 | 0 | 0 | 0 | 0 | 0 | 0 | [74 empty] | 0 | 0
|  |  |  | 2.0377 | 20.3773 | 0 | 0 | 0 | 0 | 0 | 0 | 0.173 | 0 | 20.377 | 20.377 | 0 | 0 | 0 | 0 | 0 | 0 | 0 | 0 | 0 | [74 empty] | 0 | 0
|  |  |  | 2.0385 | 20.3847 | 0 | 0 | 0 | 0 | 0 | 0 | 0.173 | 0 | 20.385 | 20.385 | 0 | 0 | 0 | 0 | 0 | 0 | 0 | 0 | 0 | [74 empty] | 0 | 0
|  |  |  | 2.0521 | 20.5211 | 0 | 0 | 0 | 0 | 0 | 0 | 0.173 | 0 | 20.521 | 20.521 | 0 | 0 | 0 | 0 | 0 | 0 | 0 | 0 | 0 | [74 empty] | 0 | 0
|  |  |  | 2.0384 | 20.3838 | 0 | 0 | 0 | 0 | 0 | 0 | 0.173 | 0 | 20.384 | 20.384 | 0 | 0 | 0 | 0 | 0 | 0 | 0 | 0 | 0 | [74 empty] | 0 | 0
|  |  |  | 2.0378 | 20.3777 | 0 | 0 | 0 | 0 | 0 | 0 | 0.173 | 0 | 20.378 | 20.378 | 0 | 0 | 0 | 0 | 0 | 0 | 0 | 0 | 0 | [74 empty] | 0 | 0
|  |  |  | 2.0373 | 20.3735 | 0 | 0 | 0 | 0 | 0 | 0 | 0.173 | 0 | 20.374 | 20.374 | 0 | 0 | 0 | 0 | 0 | 0 | 0 | 0 | 0 | [74 empty] | 0 | 0
|  |  |  | 2.0373 | 20.3727 | 0 | 0 | 0 | 0 | 0 | 0 | 0.173 | 0 | 20.373 | 20.373 | 0 | 0 | 0 | 0 | 0 | 0 | 0 | 0 | 0 | [74 empty] | 0 | 0
|  |  |  | 2.0453 | 20.4531 | 0 | 0 | 0 | 0 | 0 | 0 | 0.173 | 0 | 20.453 | 20.453 | 0 | 0 | 0 | 0 | 0 | 0 | 0 | 0 | 0 | [74 empty] | 0 | 0
|  |  |  | 2.0448 | 20.4483 | 0 | 0 | 0 | 0 | 0 | 0 | 0.173 | 0 | 20.448 | 20.448 | 0 | 0 | 0 | 0 | 0 | 0 | 0 | 0 | 0 | [74 empty] | 0 | 0
|  |  |  | 1.8753 | 18.7527 | 0 | 0 | 0 | 0 | 0 | 0 | 0.173 | 0 | 18.753 | 18.753 | 0 | 0 | 0 | 0 | 0 | 0 | 0 | 0 | 0 | [74 empty] | 0 | 0
|  |  |  | 1.7038 | 17.0378 | 0 | 0 | 0 | 0 | 0 | 0 | 0.173 | 0 | 17.038 | 9.142 | 0 | 7.896 | 0 | 0 | 7.896 | 0 | 0 | 0 | 0 | [74 empty] | 12 | 0
|  |  |  | 1.7053 | 17.0531 | 0 | 0 | 0 | 0 | 0 | 0 | 0.173 | 0 | 17.053 | 0 | 0 | 32.587 | 0 | 15.534 | 17.053 | 0 | 0 | 0 | 0 | [74 empty] | 11 | 0
|  |  |  | 2.1436 | 21.4362 | 0 | 0 | 0 | 0 | 0 | 0 | 0.173 | 0 | 21.436 | 0 | 0 | 56.435 | 0 | 34.998 | 21.437 | 0 | 0 | 0 | 0 | [74 empty] | 10 | 0
|  |  |  | 3.6408 | 36.4082 | 0 | 0 | 0 | 0 | 0 | 0 | 0.173 | 0 | 36.408 | 0 | 0 | 73.579 | 0 | 37.17 | 36.409 | 0 | 0 | 0 | 0 | [74 empty] | 9 | 0
|  |  |  | 3.4111 | 34.1113 | 0 | 0 | 0 | 0 | 0 | 0 | 0.173 | 0 | 34.111 | 0 | 0 | 84.528 | 0 | 50.417 | 34.111 | 0 | 0 | 0 | 0 | [74 empty] | 8 | 0
|  |  |  | 3.915 | 39.15 | 0 | 0 | 0 | 0 | 0 | 0 | 0.173 | 0 | 39.15 | 0 | 0 | 93.253 | 0 | 54.103 | 39.15 | 0 | 0 | 0 | 0 | [74 empty] | 7 | 0
|  |  |  | 3.46 | 34.6004 | 0 | 0 | 0 | 0 | 0 | 0 | 0.173 | 0 | 34.6 | 0 | 0 | 93.137 | 0 | 58.536 | 34.601 | 0 | 0 | 0 | 0 | [74 empty] | 6 | 0
|  |  |  | 4.1828 | 41.8275 | 0 | 0 | 0 | 0 | 0 | 0 | 0.173 | 0 | 41.828 | 0 | 0 | 87.698 | 0 | 45.871 | 41.827 | 0 | 0 | 0 | 0 | [74 empty] | 5 | 0
|  |  |  | 3.6618 | 36.6177 | 0 | 0 | 0 | 0 | 0 | 0 | 0.173 | 0 | 36.618 | 0 | 0 | 76.414 | 0 | 39.797 | 36.617 | 0 | 0 | 0 | 0 | [74 empty] | 4 | 0
|  |  |  | 4.2005 | 42.0046 | 0 | 0 | 0 | 0 | 0 | 0 | 0.173 | 0 | 42.005 | 0 | 0 | 59.459 | 0 | 17.455 | 42.004 | 0 | 0 | 0 | 0 | [74 empty] | 3 | 0
|  |  |  | 3.3081 | 33.081 | 0 | 0 | 0 | 0 | 0 | 0 | 0.173 | 0 | 33.081 | 0 | 0 | 36.251 | 0 | 3.17 | 33.081 | 0 | 0 | 0 | 0 | [74 empty] | 2 | 0
|  |  |  | 3.153 | 31.5301 | 0 | 0 | 0 | 0 | 0 | 0 | 0.173 | 0 | 31.53 | 19.912 | 0 | 11.618 | 0 | 0 | 11.618 | 0 | 0 | 0 | 0 | [74 empty] | 1 | 0
|  |  |  | 2.3254 | 23.2544 | 0 | 0 | 0 | 0 | 0 | 0 | 0.173 | 0 | 23.254 | 23.254 | 0 | 0 | 0 | 0 | 0 | 0 | 0 | 0 | 0 | [74 empty] | 0 | 0
|  |  |  | 2.049 | 20.4895 | 0 | 0 | 0 | 0 | 0 | 0 | 0.173 | 0 | 20.49 | 20.49 | 0 | 0 | 0 | 0 | 0 | 0 | 0 | 0 | 0 | [74 empty] | 0 | 0
|  |  |  | 2.0446 | 20.4461 | 0 | 0 | 0 | 0 | 0 | 0 | 0.173 | 0 | 20.446 | 20.446 | 0 | 0 | 0 | 0 | 0 | 0 | 0 | 0 | 0 | [74 empty] | 0 | 0
|  |  |  | 2.0382 | 20.3823 | 0 | 0 | 0 | 0 | 0 | 0 | 0.173 | 0 | 20.382 | 20.382 | 0 | 0 | 0 | 0 | 0 | 0 | 0 | 0 | 0 | [74 empty] | 0 | 0
|  |  |  | 2.0508 | 20.508 | 0 | 0 | 0 | 0 | 0 | 0 | 0.173 | 0 | 20.508 | 20.508 | 0 | 0 | 0 | 0 | 0 | 0 | 0 | 0 | 0 | [74 empty] | 0 | 0
|  |  |  | 2.0378 | 20.3776 | 0 | 0 | 0 | 0 | 0 | 0 | 0.173 | 0 | 20.378 | 20.378 | 0 | 0 | 0 | 0 | 0 | 0 | 0 | 0 | 0 | [74 empty] | 0 | 0
|  |  |  | 2.0377 | 20.3766 | 0 | 0 | 0 | 0 | 0 | 0 | 0.173 | 0 | 20.377 | 20.377 | 0 | 0 | 0 | 0 | 0 | 0 | 0 | 0 | 0 | [74 empty] | 0 | 0
|  |  |  | 2.0374 | 20.3743 | 0 | 0 | 0 | 0 | 0 | 0 | 0.173 | 0 | 20.374 | 20.374 | 0 | 0 | 0 | 0 | 0 | 0 | 0 | 0 | 0 | [74 empty] | 0 | 0
|  |  |  | 2.0372 | 20.3724 | 0 | 0 | 0 | 0 | 0 | 0 | 0.173 | 0 | 20.372 | 20.372 | 0 | 0 | 0 | 0 | 0 | 0 | 0 | 0 | 0 | [74 empty] | 0 | 0
|  |  |  | 2.045 | 20.4502 | 0 | 0 | 0 | 0 | 0 | 0 | 0.173 | 0 | 20.45 | 20.45 | 0 | 0 | 0 | 0 | 0 | 0 | 0 | 0 | 0 | [74 empty] | 0 | 0
|  |  |  | 2.0443 | 20.4433 | 0 | 0 | 0 | 0 | 0 | 0 | 0.173 | 0 | 20.443 | 20.443 | 0 | 0 | 0 | 0 | 0 | 0 | 0 | 0 | 0 | [74 empty] | 0 | 0
|  |  |  | 1.8748 | 18.7481 | 0 | 0 | 0 | 0 | 0 | 0 | 0.173 | 0 | 18.748 | 18.748 | 0 | 0 | 0 | 0 | 0 | 0 | 0 | 0 | 0 | [74 empty] | 0 | 0
|  |  |  | 1.7035 | 17.0349 | 0 | 0 | 0 | 0 | 0 | 0 | 0.173 | 0 | 17.035 | 9.633 | 0 | 7.401 | 0 | 0 | 7.401 | 0 | 0 | 0 | 0 | [74 empty] | 12 | 0
|  |  |  | 1.7048 | 17.0477 | 0 | 0 | 0 | 0 | 0 | 0 | 0.173 | 0 | 17.048 | 0 | 0 | 31.656 | 0 | 14.609 | 17.047 | 0 | 0 | 0 | 0 | [74 empty] | 11 | 0
|  |  |  | 2.3413 | 23.4126 | 0 | 0 | 0 | 0 | 0 | 0 | 0.173 | 0 | 23.413 | 0 | 0 | 48.379 | 0 | 24.966 | 23.413 | 0 | 0 | 0 | 0 | [74 empty] | 10 | 0
|  |  |  | 3.5447 | 35.4473 | 0 | 0 | 0 | 0 | 0 | 0 | 0.173 | 0 | 35.447 | 0 | 0 | 72.779 | 0 | 37.332 | 35.447 | 0 | 0 | 0 | 0 | [74 empty] | 9 | 0
|  |  |  | 3.4092 | 34.0916 | 0 | 0 | 0 | 0 | 0 | 0 | 0.173 | 0 | 34.092 | 0 | 0 | 76.138 | 0 | 42.046 | 34.092 | 0 | 0 | 0 | 0 | [74 empty] | 8 | 0
|  |  |  | 3.6826 | 36.826 | 0 | 0 | 0 | 0 | 0 | 0 | 0.173 | 0 | 36.826 | 0 | 0 | 92.337 | 0 | 55.511 | 36.826 | 0 | 0 | 0 | 0 | [74 empty] | 7 | 0
|  |  |  | 3.2105 | 32.1049 | 0 | 0 | 0 | 0 | 0 | 0 | 0.173 | 0 | 32.105 | 0 | 0 | 94.547 | 0 | 62.442 | 32.105 | 0 | 0 | 0 | 0 | [74 empty] | 6 | 0
|  |  |  | 3.4991 | 34.9909 | 0 | 0 | 0 | 0 | 0 | 0 | 0.173 | 0 | 34.991 | 0 | 0 | 80.951 | 0 | 45.96 | 34.991 | 0 | 0 | 0 | 0 | [74 empty] | 5 | 0
|  |  |  | 3.2626 | 32.6265 | 0 | 0 | 0 | 0 | 0 | 0 | 0.173 | 0 | 32.627 | 0 | 0 | 67.442 | 0 | 34.816 | 32.626 | 0 | 0 | 0 | 0 | [74 empty] | 4 | 0
|  |  |  | 3.5304 | 35.3043 | 0 | 0 | 0 | 0 | 0 | 0 | 0.173 | 0 | 35.304 | 0 | 0 | 59.619 | 0 | 24.315 | 35.304 | 0 | 0 | 0 | 0 | [74 empty] | 3 | 0
|  |  |  | 2.9421 | 29.4208 | 0 | 0 | 0 | 0 | 0 | 0 | 0.173 | 0 | 29.421 | 0 | 0 | 36.004 | 0 | 6.583 | 29.421 | 0 | 0 | 0 | 0 | [74 empty] | 2 | 0
|  |  |  | 2.8438 | 28.4383 | 0 | 0 | 0 | 0 | 0 | 0 | 0.173 | 0 | 28.438 | 17.314 | 0 | 11.124 | 0 | 0 | 11.124 | 0 | 0 | 0 | 0 | [74 empty] | 1 | 0
|  |  |  | 2.2231 | 22.2307 | 0 | 0 | 0 | 0 | 0 | 0 | 0.173 | 0 | 22.231 | 22.231 | 0 | 0 | 0 | 0 | 0 | 0 | 0 | 0 | 0 | [74 empty] | 0 | 0
|  |  |  | 2.0484 | 20.4836 | 0 | 0 | 0 | 0 | 0 | 0 | 0.173 | 0 | 20.484 | 20.484 | 0 | 0 | 0 | 0 | 0 | 0 | 0 | 0 | 0 | [74 empty] | 0 | 0
|  |  |  | 2.0439 | 20.4387 | 0 | 0 | 0 | 0 | 0 | 0 | 0.173 | 0 | 20.439 | 20.439 | 0 | 0 | 0 | 0 | 0 | 0 | 0 | 0 | 0 | [74 empty] | 0 | 0
|  |  |  | 2.0373 | 20.3732 | 0 | 0 | 0 | 0 | 0 | 0 | 0.173 | 0 | 20.373 | 20.373 | 0 | 0 | 0 | 0 | 0 | 0 | 0 | 0 | 0 | [74 empty] | 0 | 0
|  |  |  | 2.0496 | 20.4957 | 0 | 0 | 0 | 0 | 0 | 0 | 0.173 | 0 | 20.496 | 20.496 | 0 | 0 | 0 | 0 | 0 | 0 | 0 | 0 | 0 | [74 empty] | 0 | 0
|  |  |  | 2.0364 | 20.3636 | 0 | 0 | 0 | 0 | 0 | 0 | 0.173 | 0 | 20.364 | 20.364 | 0 | 0 | 0 | 0 | 0 | 0 | 0 | 0 | 0 | [74 empty] | 0 | 0
|  |  |  | 2.0364 | 20.3641 | 0 | 0 | 0 | 0 | 0 | 0 | 0.173 | 0 | 20.364 | 20.364 | 0 | 0 | 0 | 0 | 0 | 0 | 0 | 0 | 0 | [74 empty] | 0 | 0
|  |  |  | 2.0364 | 20.3635 | 0 | 0 | 0 | 0 | 0 | 0 | 0.173 | 0 | 20.363 | 20.363 | 0 | 0 | 0 | 0 | 0 | 0 | 0 | 0 | 0 | [74 empty] | 0 | 0
|  |  |  | 2.0361 | 20.3611 | 0 | 0 | 0 | 0 | 0 | 0 | 0.173 | 0 | 20.361 | 20.361 | 0 | 0 | 0 | 0 | 0 | 0 | 0 | 0 | 0 | [74 empty] | 0 | 0
|  |  |  | 2.0436 | 20.436 | 0 | 0 | 0 | 0 | 0 | 0 | 0.173 | 0 | 20.436 | 20.436 | 0 | 0 | 0 | 0 | 0 | 0 | 0 | 0 | 0 | [74 empty] | 0 | 0
|  |  |  | 2.0429 | 20.4285 | 0 | 0 | 0 | 0 | 0 | 0 | 0.173 | 0 | 20.428 | 20.428 | 0 | 0 | 0 | 0 | 0 | 0 | 0 | 0 | 0 | [74 empty] | 0 | 0
|  |  |  | 4.0621 | 40.621 | 0 | 0 | 0 | 0 | 0 | 0 | 0.173 | 0 | 40.621 | 40.621 | 0 | 0 | 0 | 0 | 0 | 0 | 0 | 0 | 0 | [74 empty] | 0 | 0
|  |  |  | 7.4988 | 74.9879 | 0 | 0 | 0 | 0 | 0 | 0 | 0.173 | 0 | 74.988 | 70.916 | 0 | 4.072 | 0 | 0 | 4.072 | 0 | 0 | 0 | 0 | [74 empty] | 0 | 0
|  |  |  | 9.4852 | 94.8524 | 0 | 0 | 0 | 0 | 0 | 0 | 0.173 | 0 | 94.852 | 74.335 | 0 | 20.518 | 0 | 0 | 20.518 | 0 | 0 | 0 | 0 | [74 empty] | 11 | 0
|  |  |  | 10.4087 | 104.087 | 0 | 0 | 0 | 0 | 0 | 0 | 0.173 | 0 | 104.087 | 59.3 | 0 | 44.787 | 0 | 0 | 44.787 | 0 | 0 | 0 | 0 | [74 empty] | 10 | 0
|  |  |  | 11.6807 | 116.807 | 0 | 0 | 0 | 0 | 0 | 0 | 0.173 | 0 | 116.807 | 64.531 | 0 | 52.276 | 0 | 0 | 52.276 | 0 | 0 | 0 | 0 | [74 empty] | 9 | 0
|  |  |  | 12.5239 | 125.239 | 0 | 0 | 0 | 0 | 0 | 0 | 0.173 | 0 | 125.239 | 37.439 | 0 | 87.8 | 0 | 0 | 87.8 | 0 | 0 | 0 | 0 | [74 empty] | 8 | 0
|  |  |  | 12.9693 | 129.693 | 0 | 0 | 0 | 0 | 0 | 0 | 0.173 | 0 | 129.693 | 35.698 | 0 | 93.995 | 0 | 0 | 93.995 | 0 | 0 | 0 | 0 | [74 empty] | 7 | 0
|  |  |  | 13.0104 | 130.104 | 0 | 0 | 0 | 0 | 0 | 0 | 0.173 | 0 | 130.104 | 35.993 | 0 | 94.111 | 0 | 0 | 94.111 | 0 | 0 | 0 | 0 | [74 empty] | 6 | 0
|  |  |  | 12.9173 | 129.173 | 0 | 0 | 0 | 0 | 0 | 0 | 0.173 | 0 | 129.173 | 40.588 | 0 | 88.585 | 0 | 0 | 88.585 | 0 | 0 | 0 | 0 | [74 empty] | 5 | 0
|  |  |  | 12.7773 | 127.773 | 0 | 0 | 0 | 0 | 0 | 0 | 0.173 | 0 | 127.773 | 49.497 | 0 | 78.276 | 0 | 0 | 78.276 | 0 | 0 | 0 | 0 | [74 empty] | 4 | 0
|  |  |  | 12.6968 | 126.968 | 0 | 0 | 0 | 0 | 0 | 0 | 0.173 | 0 | 126.968 | 67.48 | 0 | 59.488 | 0 | 0 | 59.488 | 0 | 0 | 0 | 0 | [74 empty] | 3 | 0
|  |  |  | 10.2316 | 102.316 | 0 | 0 | 0 | 0 | 0 | 0 | 0.173 | 0 | 102.316 | 67.475 | 0 | 34.841 | 0 | 0 | 34.841 | 0 | 0 | 0 | 0 | [74 empty] | 2 | 0
|  |  |  | 9.1674 | 91.6739 | 0 | 0 | 0 | 0 | 0 | 0 | 0.173 | 0 | 91.674 | 81.102 | 0 | 10.571 | 0 | 0 | 10.571 | 0 | 0 | 0 | 0 | [74 empty] | 1 | 0
|  |  |  | 8.8385 | 88.3854 | 0 | 0 | 0 | 0 | 0 | 0 | 0.173 | 0 | 88.385 | 88.385 | 0 | 0 | 0 | 0 | 0 | 0 | 0 | 0 | 0 | [74 empty] | 0 | 0
|  |  |  | 8.5257 | 85.2569 | 0 | 0 | 0 | 0 | 0 | 0 | 0.173 | 0 | 85.257 | 85.257 | 0 | 0 | 0 | 0 | 0 | 0 | 0 | 0 | 0 | [74 empty] | 0 | 0
|  |  |  | 2.0419 | 20.4192 | 0 | 0 | 0 | 0 | 0 | 0 | 0.173 | 0 | 20.419 | 20.419 | 0 | 0 | 0 | 0 | 0 | 0 | 0 | 0 | 0 | [74 empty] | 0 | 0
|  |  |  | 2.0368 | 20.3683 | 0 | 0 | 0 | 0 | 0 | 0 | 0.173 | 0 | 20.368 | 20.368 | 0 | 0 | 0 | 0 | 0 | 0 | 0 | 0 | 0 | [74 empty] | 0 | 0
|  |  |  | 2.0508 | 20.5078 | 0 | 0 | 0 | 0 | 0 | 0 | 0.173 | 0 | 20.508 | 20.508 | 0 | 0 | 0 | 0 | 0 | 0 | 0 | 0 | 0 | [74 empty] | 0 | 0
|  |  |  | 2.037 | 20.3695 | 0 | 0 | 0 | 0 | 0 | 0 | 0.173 | 0 | 20.37 | 20.37 | 0 | 0 | 0 | 0 | 0 | 0 | 0 | 0 | 0 | [74 empty] | 0 | 0
|  |  |  | 2.0367 | 20.3666 | 0 | 0 | 0 | 0 | 0 | 0 | 0.173 | 0 | 20.367 | 20.367 | 0 | 0 | 0 | 0 | 0 | 0 | 0 | 0 | 0 | [74 empty] | 0 | 0
|  |  |  | 2.0363 | 20.3632 | 0 | 0 | 0 | 0 | 0 | 0 | 0.173 | 0 | 20.363 | 20.363 | 0 | 0 | 0 | 0 | 0 | 0 | 0 | 0 | 0 | [74 empty] | 0 | 0
|  |  |  | 2.036 | 20.3597 | 0 | 0 | 0 | 0 | 0 | 0 | 0.173 | 0 | 20.36 | 20.36 | 0 | 0 | 0 | 0 | 0 | 0 | 0 | 0 | 0 | [74 empty] | 0 | 0
|  |  |  | 2.0737 | 20.7373 | 0 | 0 | 0 | 0 | 0 | 0 | 0.173 | 0 | 20.737 | 20.737 | 0 | 0 | 0 | 0 | 0 | 0 | 0 | 0 | 0 | [74 empty] | 0 | 0
|  |  |  | 2.0683 | 20.6827 | 0 | 0 | 0 | 0 | 0 | 0 | 0.173 | 0 | 20.683 | 20.683 | 0 | 0 | 0 | 0 | 0 | 0 | 0 | 0 | 0 | [74 empty] | 0 | 0
|  |  |  | 4.3166 | 43.1664 | 0 | 0 | 0 | 0 | 0 | 0 | 0.173 | 0 | 43.166 | 43.166 | 0 | 0 | 0 | 0 | 0 | 0 | 0 | 0 | 0 | [74 empty] | 0 | 0
|  |  |  | 7.4624 | 74.6244 | 0 | 0 | 0 | 0 | 0 | 0 | 0.173 | 0 | 74.624 | 71.251 | 0 | 3.374 | 0 | 0 | 3.374 | 0 | 0 | 0 | 0 | [74 empty] | 0 | 0
|  |  |  | 9.1487 | 91.4869 | 0 | 0 | 0 | 0 | 0 | 0 | 0.173 | 0 | 91.487 | 67.29 | 0 | 24.197 | 0 | 0 | 24.197 | 0 | 0 | 0 | 0 | [74 empty] | 7 | 0
|  |  |  | 9.9323 | 99.3233 | 0 | 0 | 0 | 0 | 0 | 0 | 0.173 | 0 | 99.323 | 78.762 | 0 | 20.561 | 0 | 0 | 20.561 | 0 | 0 | 0 | 0 | [74 empty] | 6 | 0
|  |  |  | 11.2863 | 112.863 | 0 | 0 | 0 | 0 | 0 | 0 | 0.173 | 0 | 112.863 | 57.504 | 0 | 55.359 | 0 | 0 | 55.359 | 0 | 0 | 0 | 0 | [74 empty] | 5 | 0
|  |  |  | 12.1579 | 121.579 | 0 | 0 | 0 | 0 | 0 | 0 | 0.173 | 0 | 121.579 | 61.044 | 0 | 60.535 | 0 | 0 | 60.535 | 0 | 0 | 0 | 0 | [74 empty] | 4 | 0
|  |  |  | 12.4763 | 124.763 | 0 | 0 | 0 | 0 | 0 | 0 | 0.173 | 0 | 124.763 | 80.412 | 0 | 44.351 | 0 | 0 | 44.351 | 0 | 0 | 0 | 0 | [74 empty] | 3 | 0
|  |  |  | 12.6181 | 126.181 | 0 | 0 | 0 | 0 | 0 | 0 | 0.173 | 0 | 126.181 | 83.284 | 0 | 42.897 | 0 | 0 | 42.897 | 0 | 0 | 0 | 0 | [74 empty] | 2 | 0
|  |  |  | 12.9207 | 129.207 | 0 | 0 | 0 | 0 | 0 | 0 | 0.173 | 0 | 129.207 | 98.365 | 0 | 30.842 | 0 | 0 | 30.842 | 0 | 0 | 0 | 0 | [74 empty] | 1 | 0
|  |  |  | 12.9774 | 129.774 | 0 | 0 | 0 | 0 | 0 | 0 | 0.173 | 0 | 129.774 | 117.588 | 0 | 12.186 | 0 | 0 | 12.186 | 0 | 0 | 0 | 0 | [74 empty] | 0 | 0
|  |  |  | 12.2946 | 122.946 | 0 | 0 | 0 | 0 | 0 | 0 | 0.173 | 0 | 122.946 | 88.542 | 0 | 34.405 | 0 | 0 | 34.405 | 0 | 0 | 0 | 0 | [74 empty] | 1 | 0
|  |  |  | 9.5994 | 95.9938 | 0 | 0 | 0 | 0 | 0 | 0 | 0.173 | 0 | 95.994 | 90.381 | 0 | 5.613 | 0 | 0 | 5.613 | 0 | 0 | 0 | 0 | [74 empty] | 0 | 0
|  |  |  | 8.9639 | 89.6387 | 0 | 0 | 0 | 0 | 0 | 0 | 0.173 | 0 | 89.639 | 88.315 | 0 | 1.323 | 0 | 0 | 1.323 | 0 | 0 | 0 | 0 | [74 empty] | 0 | 0
|  |  |  | 8.6788 | 86.7876 | 0 | 0 | 0 | 0 | 0 | 0 | 0.173 | 0 | 86.788 | 86.788 | 0 | 0 | 0 | 0 | 0 | 0 | 0 | 0 | 0 | [74 empty] | 0 | 0
|  |  |  | 8.3638 | 83.6379 | 0 | 0 | 0 | 0 | 0 | 0 | 0.173 | 0 | 83.638 | 83.638 | 0 | 0 | 0 | 0 | 0 | 0 | 0 | 0 | 0 | [74 empty] | 0 | 0
|  |  |  | 2.0359 | 20.3594 | 0 | 0 | 0 | 0 | 0 | 0 | 0.173 | 0 | 20.359 | 20.359 | 0 | 0 | 0 | 0 | 0 | 0 | 0 | 0 | 0 | [74 empty] | 0 | 0
|  |  |  | 2.0362 | 20.3621 | 0 | 0 | 0 | 0 | 0 | 0 | 0.173 | 0 | 20.362 | 20.362 | 0 | 0 | 0 | 0 | 0 | 0 | 0 | 0 | 0 | [74 empty] | 0 | 0
|  |  |  | 2.0501 | 20.5013 | 0 | 0 | 0 | 0 | 0 | 0 | 0.173 | 0 | 20.501 | 20.501 | 0 | 0 | 0 | 0 | 0 | 0 | 0 | 0 | 0 | [74 empty] | 0 | 0
|  |  |  | 2.0365 | 20.3652 | 0 | 0 | 0 | 0 | 0 | 0 | 0.173 | 0 | 20.365 | 20.365 | 0 | 0 | 0 | 0 | 0 | 0 | 0 | 0 | 0 | [74 empty] | 0 | 0
|  |  |  | 2.0365 | 20.3651 | 0 | 0 | 0 | 0 | 0 | 0 | 0.173 | 0 | 20.365 | 20.365 | 0 | 0 | 0 | 0 | 0 | 0 | 0 | 0 | 0 | [74 empty] | 0 | 0
|  |  |  | 2.0364 | 20.3645 | 0 | 0 | 0 | 0 | 0 | 0 | 0.173 | 0 | 20.365 | 20.365 | 0 | 0 | 0 | 0 | 0 | 0 | 0 | 0 | 0 | [74 empty] | 0 | 0
|  |  |  | 2.0364 | 20.3638 | 0 | 0 | 0 | 0 | 0 | 0 | 0.173 | 0 | 20.364 | 20.364 | 0 | 0 | 0 | 0 | 0 | 0 | 0 | 0 | 0 | [74 empty] | 0 | 0
|  |  |  | 2.0441 | 20.441 | 0 | 0 | 0 | 0 | 0 | 0 | 0.173 | 0 | 20.441 | 20.441 | 0 | 0 | 0 | 0 | 0 | 0 | 0 | 0 | 0 | [74 empty] | 0 | 0
|  |  |  | 2.0436 | 20.4355 | 0 | 0 | 0 | 0 | 0 | 0 | 0.173 | 0 | 20.435 | 20.435 | 0 | 0 | 0 | 0 | 0 | 0 | 0 | 0 | 0 | [74 empty] | 0 | 0
|  |  |  | 4.3246 | 43.2455 | 0 | 0 | 0 | 0 | 0 | 0 | 0.173 | 0 | 43.245 | 43.245 | 0 | 0 | 0 | 0 | 0 | 0 | 0 | 0 | 0 | [74 empty] | 0 | 0
|  |  |  | 7.4754 | 74.7544 | 0 | 0 | 0 | 0 | 0 | 0 | 0.173 | 0 | 74.754 | 74.754 | 0 | 0 | 0 | 0 | 0 | 0 | 0 | 0 | 0 | [74 empty] | 0 | 0
|  |  |  | 9.0898 | 90.8976 | 0 | 0 | 0 | 0 | 0 | 0 | 0.173 | 0 | 90.898 | 88.44 | 0 | 2.457 | 0 | 0 | 2.457 | 0 | 0 | 0 | 0 | [74 empty] | 0 | 0
|  |  |  | 9.264 | 92.6396 | 0 | 0 | 0 | 0 | 0 | 0 | 0.173 | 0 | 92.64 | 57.261 | 0 | 35.379 | 0 | 0 | 35.379 | 0 | 0 | 0 | 0 | [74 empty] | 9 | 0
|  |  |  | 9.7262 | 97.2621 | 0 | 0 | 0 | 0 | 0 | 0 | 0.173 | 0 | 97.262 | 29.762 | 0 | 67.5 | 0 | 0 | 67.5 | 0 | 0 | 0 | 0 | [74 empty] | 8 | 0
|  |  |  | 11.458 | 114.58 | 0 | 0 | 0 | 0 | 0 | 0 | 0.173 | 0 | 114.58 | 35.257 | 0 | 79.323 | 0 | 0 | 79.323 | 0 | 0 | 0 | 0 | [74 empty] | 7 | 0
|  |  |  | 12.895 | 128.95 | 0 | 0 | 0 | 0 | 0 | 0 | 0.173 | 0 | 128.95 | 54.295 | 0 | 74.655 | 0 | 0 | 74.655 | 0 | 0 | 0 | 0 | [74 empty] | 6 | 0
|  |  |  | 12.9644 | 129.644 | 0 | 0 | 0 | 0 | 0 | 0 | 0.173 | 0 | 129.644 | 55.92 | 0 | 73.724 | 0 | 0 | 73.724 | 0 | 0 | 0 | 0 | [74 empty] | 5 | 0
|  |  |  | 12.8681 | 128.681 | 0 | 0 | 0 | 0 | 0 | 0 | 0.173 | 0 | 128.681 | 57.952 | 0 | 70.729 | 0 | 0 | 70.729 | 0 | 0 | 0 | 0 | [74 empty] | 4 | 0
|  |  |  | 12.5317 | 125.317 | 0 | 0 | 0 | 0 | 0 | 0 | 0.173 | 0 | 125.317 | 56.464 | 0 | 68.853 | 0 | 0 | 68.853 | 0 | 0 | 0 | 0 | [74 empty] | 3 | 0
|  |  |  | 11.7528 | 117.528 | 0 | 0 | 0 | 0 | 0 | 0 | 0.173 | 0 | 117.528 | 66.27 | 0 | 51.258 | 0 | 0 | 51.258 | 0 | 0 | 0 | 0 | [74 empty] | 2 | 0
|  |  |  | 9.1184 | 91.1839 | 0 | 0 | 0 | 0 | 0 | 0 | 0.173 | 0 | 91.184 | 62.014 | 0 | 29.17 | 0 | 0 | 29.17 | 0 | 0 | 0 | 0 | [74 empty] | 1 | 0
|  |  |  | 8.376 | 83.7603 | 0 | 0 | 0 | 0 | 0 | 0 | 0.173 | 0 | 83.76 | 76.053 | 0 | 7.707 | 0 | 0 | 7.707 | 0 | 0 | 0 | 0 | [74 empty] | 0 | 0
|  |  |  | 8.3644 | 83.6445 | 0 | 0 | 0 | 0 | 0 | 0 | 0.173 | 0 | 83.645 | 83.645 | 0 | 0 | 0 | 0 | 0 | 0 | 0 | 0 | 0 | [74 empty] | 0 | 0
|  |  |  | 8.2758 | 82.7583 | 0 | 0 | 0 | 0 | 0 | 0 | 0.173 | 0 | 82.758 | 82.758 | 0 | 0 | 0 | 0 | 0 | 0 | 0 | 0 | 0 | [74 empty] | 0 | 0
|  |  |  | 2.0417 | 20.4166 | 0 | 0 | 0 | 0 | 0 | 0 | 0.173 | 0 | 20.417 | 20.417 | 0 | 0 | 0 | 0 | 0 | 0 | 0 | 0 | 0 | [74 empty] | 0 | 0
|  |  |  | 2.0367 | 20.367 | 0 | 0 | 0 | 0 | 0 | 0 | 0.173 | 0 | 20.367 | 20.367 | 0 | 0 | 0 | 0 | 0 | 0 | 0 | 0 | 0 | [74 empty] | 0 | 0
|  |  |  | 2.0508 | 20.5077 | 0 | 0 | 0 | 0 | 0 | 0 | 0.173 | 0 | 20.508 | 20.508 | 0 | 0 | 0 | 0 | 0 | 0 | 0 | 0 | 0 | [74 empty] | 0 | 0
|  |  |  | 2.0372 | 20.3725 | 0 | 0 | 0 | 0 | 0 | 0 | 0.173 | 0 | 20.373 | 20.373 | 0 | 0 | 0 | 0 | 0 | 0 | 0 | 0 | 0 | [74 empty] | 0 | 0
|  |  |  | 2.0372 | 20.3724 | 0 | 0 | 0 | 0 | 0 | 0 | 0.173 | 0 | 20.372 | 20.372 | 0 | 0 | 0 | 0 | 0 | 0 | 0 | 0 | 0 | [74 empty] | 0 | 0
|  |  |  | 2.0371 | 20.3706 | 0 | 0 | 0 | 0 | 0 | 0 | 0.173 | 0 | 20.371 | 20.371 | 0 | 0 | 0 | 0 | 0 | 0 | 0 | 0 | 0 | [74 empty] | 0 | 0
|  |  |  | 2.0369 | 20.3691 | 0 | 0 | 0 | 0 | 0 | 0 | 0.173 | 0 | 20.369 | 20.369 | 0 | 0 | 0 | 0 | 0 | 0 | 0 | 0 | 0 | [74 empty] | 0 | 0
|  |  |  | 2.0448 | 20.4481 | 0 | 0 | 0 | 0 | 0 | 0 | 0.173 | 0 | 20.448 | 20.448 | 0 | 0 | 0 | 0 | 0 | 0 | 0 | 0 | 0 | [74 empty] | 0 | 0
|  |  |  | 2.044 | 20.4402 | 0 | 0 | 0 | 0 | 0 | 0 | 0.173 | 0 | 20.44 | 20.44 | 0 | 0 | 0 | 0 | 0 | 0 | 0 | 0 | 0 | [74 empty] | 0 | 0
|  |  |  | 4.1556 | 41.5562 | 0 | 0 | 0 | 0 | 0 | 0 | 0.173 | 0 | 41.556 | 41.556 | 0 | 0 | 0 | 0 | 0 | 0 | 0 | 0 | 0 | [74 empty] | 0 | 0
|  |  |  | 7.2456 | 72.456 | 0 | 0 | 0 | 0 | 0 | 0 | 0.173 | 0 | 72.456 | 72.456 | 0 | 0 | 0 | 0 | 0 | 0 | 0 | 0 | 0 | [74 empty] | 0 | 0
|  |  |  | 8.9464 | 89.4637 | 0 | 0 | 0 | 0 | 0 | 0 | 0.173 | 0 | 89.464 | 89.129 | 0 | 0.334 | 0 | 0 | 0.334 | 0 | 0 | 0 | 0 | [74 empty] | 0 | 0
|  |  |  | 9.2544 | 92.5444 | 0 | 0 | 0 | 0 | 0 | 0 | 0.173 | 0 | 92.544 | 80.897 | 0 | 11.648 | 0 | 0 | 11.648 | 0 | 0 | 0 | 0 | [74 empty] | 9 | 0
|  |  |  | 9.8837 | 98.8368 | 0 | 0 | 0 | 0 | 0 | 0 | 0.173 | 0 | 98.837 | 58.805 | 0 | 40.032 | 0 | 0 | 40.032 | 0 | 0 | 0 | 0 | [74 empty] | 8 | 0
|  |  |  | 10.5216 | 105.216 | 0 | 0 | 0 | 0 | 0 | 0 | 0.173 | 0 | 105.216 | 53.493 | 0 | 51.723 | 0 | 0 | 51.723 | 0 | 0 | 0 | 0 | [74 empty] | 7 | 0
|  |  |  | 10.7264 | 107.264 | 0 | 0 | 0 | 0 | 0 | 0 | 0.173 | 0 | 107.264 | 75.623 | 0 | 31.642 | 0 | 0 | 31.642 | 0 | 0 | 0 | 0 | [74 empty] | 6 | 0
|  |  |  | 10.6356 | 106.356 | 0 | 0 | 0 | 0 | 0 | 0 | 0.173 | 0 | 106.356 | 58.21 | 0 | 48.146 | 0 | 0 | 48.146 | 0 | 0 | 0 | 0 | [74 empty] | 5 | 0
|  |  |  | 11.0182 | 110.182 | 0 | 0 | 0 | 0 | 0 | 0 | 0.173 | 0 | 110.182 | 66.194 | 0 | 43.987 | 0 | 0 | 43.987 | 0 | 0 | 0 | 0 | [74 empty] | 4 | 0
|  |  |  | 11.322 | 113.22 | 0 | 0 | 0 | 0 | 0 | 0 | 0.173 | 0 | 113.22 | 82.116 | 0 | 31.104 | 0 | 0 | 31.104 | 0 | 0 | 0 | 0 | [74 empty] | 3 | 0
|  |  |  | 11.2844 | 112.844 | 0 | 0 | 0 | 0 | 0 | 0 | 0.173 | 0 | 112.844 | 74.411 | 0 | 38.433 | 0 | 0 | 38.433 | 0 | 0 | 0 | 0 | [74 empty] | 2 | 0
|  |  |  | 9.0682 | 90.6822 | 0 | 0 | 0 | 0 | 0 | 0 | 0.173 | 0 | 90.682 | 71.401 | 0 | 19.282 | 0 | 0 | 19.282 | 0 | 0 | 0 | 0 | [74 empty] | 1 | 0
|  |  |  | 8.5742 | 85.742 | 0 | 0 | 0 | 0 | 0 | 0 | 0.173 | 0 | 85.742 | 83.285 | 0 | 2.457 | 0 | 0 | 2.457 | 0 | 0 | 0 | 0 | [74 empty] | 0 | 0
|  |  |  | 8.5385 | 85.385 | 0 | 0 | 0 | 0 | 0 | 0 | 0.173 | 0 | 85.385 | 85.385 | 0 | 0 | 0 | 0 | 0 | 0 | 0 | 0 | 0 | [74 empty] | 0 | 0
|  |  |  | 8.4069 | 84.0687 | 0 | 0 | 0 | 0 | 0 | 0 | 0.173 | 0 | 84.069 | 84.069 | 0 | 0 | 0 | 0 | 0 | 0 | 0 | 0 | 0 | [74 empty] | 0 | 0
|  |  |  | 2.042 | 20.4202 | 0 | 0 | 0 | 0 | 0 | 0 | 0.173 | 0 | 20.42 | 20.42 | 0 | 0 | 0 | 0 | 0 | 0 | 0 | 0 | 0 | [74 empty] | 0 | 0
|  |  |  | 2.037 | 20.3696 | 0 | 0 | 0 | 0 | 0 | 0 | 0.173 | 0 | 20.37 | 20.37 | 0 | 0 | 0 | 0 | 0 | 0 | 0 | 0 | 0 | [74 empty] | 0 | 0
|  |  |  | 2.0509 | 20.5088 | 0 | 0 | 0 | 0 | 0 | 0 | 0.173 | 0 | 20.509 | 20.509 | 0 | 0 | 0 | 0 | 0 | 0 | 0 | 0 | 0 | [74 empty] | 0 | 0
|  |  |  | 2.0373 | 20.3729 | 0 | 0 | 0 | 0 | 0 | 0 | 0.173 | 0 | 20.373 | 20.373 | 0 | 0 | 0 | 0 | 0 | 0 | 0 | 0 | 0 | [74 empty] | 0 | 0
|  |  |  | 2.0373 | 20.373 | 0 | 0 | 0 | 0 | 0 | 0 | 0.173 | 0 | 20.373 | 20.373 | 0 | 0 | 0 | 0 | 0 | 0 | 0 | 0 | 0 | [74 empty] | 0 | 0
|  |  |  | 2.0373 | 20.3726 | 0 | 0 | 0 | 0 | 0 | 0 | 0.173 | 0 | 20.373 | 20.373 | 0 | 0 | 0 | 0 | 0 | 0 | 0 | 0 | 0 | [74 empty] | 0 | 0
|  |  |  | 2.0372 | 20.3719 | 0 | 0 | 0 | 0 | 0 | 0 | 0.173 | 0 | 20.372 | 20.372 | 0 | 0 | 0 | 0 | 0 | 0 | 0 | 0 | 0 | [74 empty] | 0 | 0
|  |  |  | 2.0767 | 20.7671 | 0 | 0 | 0 | 0 | 0 | 0 | 0.173 | 0 | 20.767 | 20.767 | 0 | 0 | 0 | 0 | 0 | 0 | 0 | 0 | 0 | [74 empty] | 0 | 0
|  |  |  | 2.0707 | 20.7072 | 0 | 0 | 0 | 0 | 0 | 0 | 0.173 | 0 | 20.707 | 20.707 | 0 | 0 | 0 | 0 | 0 | 0 | 0 | 0 | 0 | [74 empty] | 0 | 0
|  |  |  | 4.3762 | 43.7618 | 0 | 0 | 0 | 0 | 0 | 0 | 0.173 | 0 | 43.762 | 43.762 | 0 | 0 | 0 | 0 | 0 | 0 | 0 | 0 | 0 | [74 empty] | 0 | 0
|  |  |  | 7.5001 | 75.0013 | 0 | 0 | 0 | 0 | 0 | 0 | 0.173 | 0 | 75.001 | 68.109 | 0 | 6.893 | 0 | 0 | 6.893 | 0 | 0 | 0 | 0 | [74 empty] | 0 | 0
|  |  |  | 9.1412 | 91.4119 | 0 | 0 | 0 | 0 | 0 | 0 | 0.173 | 0 | 91.412 | 58.898 | 0 | 32.514 | 0 | 0 | 32.514 | 0 | 0 | 0 | 0 | [74 empty] | 10 | 0
|  |  |  | 9.4627 | 94.6271 | 0 | 0 | 0 | 0 | 0 | 0 | 0.173 | 0 | 94.627 | 35.212 | 0 | 59.416 | 0 | 0 | 59.416 | 0 | 0 | 0 | 0 | [74 empty] | 9 | 0
|  |  |  | 10.0276 | 100.276 | 0 | 0 | 0 | 0 | 0 | 0 | 0.173 | 0 | 100.276 | 20.343 | 0 | 79.933 | 0 | 0 | 79.933 | 0 | 0 | 0 | 0 | [74 empty] | 8 | 0
|  |  |  | 10.596 | 105.96 | 0 | 0 | 0 | 0 | 0 | 0 | 0.173 | 0 | 105.96 | 12.78 | 0 | 93.18 | 0 | 0 | 93.18 | 0 | 0 | 0 | 0 | [74 empty] | 7 | 0
|  |  |  | 10.8287 | 108.287 | 0 | 0 | 0 | 0 | 0 | 0 | 0.173 | 0 | 108.287 | 7.167 | 0 | 101.12 | 0 | 0 | 101.12 | 0 | 0 | 0 | 0 | [74 empty] | 6 | 0
|  |  |  | 10.7601 | 107.601 | 0 | 0 | 0 | 0 | 0 | 0 | 0.173 | 0 | 107.601 | 5.638 | 0 | 101.963 | 0 | 0 | 101.963 | 0 | 0 | 0 | 0 | [74 empty] | 5 | 0
|  |  |  | 10.8642 | 108.642 | 0 | 0 | 0 | 0 | 0 | 0 | 0.173 | 0 | 108.642 | 24.491 | 0 | 84.15 | 0 | 0 | 84.15 | 0 | 0 | 0 | 0 | [74 empty] | 4 | 0
|  |  |  | 10.9443 | 109.443 | 0 | 0 | 0 | 0 | 0 | 0 | 0.173 | 0 | 109.443 | 53.575 | 0 | 55.867 | 0 | 0 | 55.867 | 0 | 0 | 0 | 0 | [74 empty] | 3 | 0
|  |  |  | 11.0336 | 110.336 | 0 | 0 | 0 | 0 | 0 | 0 | 0.173 | 0 | 110.336 | 70.958 | 0 | 39.378 | 0 | 0 | 39.378 | 0 | 0 | 0 | 0 | [74 empty] | 2 | 0
|  |  |  | 8.9801 | 89.8012 | 0 | 0 | 0 | 0 | 0 | 0 | 0.173 | 0 | 89.801 | 73.573 | 0 | 16.228 | 0 | 0 | 16.228 | 0 | 0 | 0 | 0 | [74 empty] | 1 | 0
|  |  |  | 8.7384 | 87.3839 | 0 | 0 | 0 | 0 | 0 | 0 | 0.173 | 0 | 87.384 | 79.779 | 0 | 7.605 | 0 | 0 | 7.605 | 0 | 0 | 0 | 0 | [74 empty] | 0 | 0
|  |  |  | 8.656 | 86.5604 | 0 | 0 | 0 | 0 | 0 | 0 | 0.173 | 0 | 86.56 | 86.56 | 0 | 0 | 0 | 0 | 0 | 0 | 0 | 0 | 0 | [74 empty] | 0 | 0
|  |  |  | 8.5262 | 85.2625 | 0 | 0 | 0 | 0 | 0 | 0 | 0.173 | 0 | 85.262 | 85.262 | 0 | 0 | 0 | 0 | 0 | 0 | 0 | 0 | 0 | [74 empty] | 0 | 0
|  |  |  | 2.0364 | 20.3641 | 0 | 0 | 0 | 0 | 0 | 0 | 0.173 | 0 | 20.364 | 20.364 | 0 | 0 | 0 | 0 | 0 | 0 | 0 | 0 | 0 | [74 empty] | 0 | 0
|  |  |  | 2.037 | 20.3695 | 0 | 0 | 0 | 0 | 0 | 0 | 0.173 | 0 | 20.369 | 20.369 | 0 | 0 | 0 | 0 | 0 | 0 | 0 | 0 | 0 | [74 empty] | 0 | 0
|  |  |  | 2.0507 | 20.5065 | 0 | 0 | 0 | 0 | 0 | 0 | 0.173 | 0 | 20.507 | 20.507 | 0 | 0 | 0 | 0 | 0 | 0 | 0 | 0 | 0 | [74 empty] | 0 | 0
|  |  |  | 2.0371 | 20.3707 | 0 | 0 | 0 | 0 | 0 | 0 | 0.173 | 0 | 20.371 | 20.371 | 0 | 0 | 0 | 0 | 0 | 0 | 0 | 0 | 0 | [74 empty] | 0 | 0
|  |  |  | 2.037 | 20.3704 | 0 | 0 | 0 | 0 | 0 | 0 | 0.173 | 0 | 20.37 | 20.37 | 0 | 0 | 0 | 0 | 0 | 0 | 0 | 0 | 0 | [74 empty] | 0 | 0
|  |  |  | 2.037 | 20.3699 | 0 | 0 | 0 | 0 | 0 | 0 | 0.173 | 0 | 20.37 | 20.37 | 0 | 0 | 0 | 0 | 0 | 0 | 0 | 0 | 0 | [74 empty] | 0 | 0
|  |  |  | 2.0368 | 20.3676 | 0 | 0 | 0 | 0 | 0 | 0 | 0.173 | 0 | 20.368 | 20.368 | 0 | 0 | 0 | 0 | 0 | 0 | 0 | 0 | 0 | [74 empty] | 0 | 0
|  |  |  | 2.0442 | 20.4424 | 0 | 0 | 0 | 0 | 0 | 0 | 0.173 | 0 | 20.442 | 20.442 | 0 | 0 | 0 | 0 | 0 | 0 | 0 | 0 | 0 | [74 empty] | 0 | 0
|  |  |  | 2.0435 | 20.4354 | 0 | 0 | 0 | 0 | 0 | 0 | 0.173 | 0 | 20.435 | 20.435 | 0 | 0 | 0 | 0 | 0 | 0 | 0 | 0 | 0 | [74 empty] | 0 | 0
|  |  |  | 1.9306 | 19.3058 | 0 | 0 | 0 | 0 | 0 | 0 | 0.173 | 0 | 19.306 | 19.306 | 0 | 0 | 0 | 0 | 0 | 0 | 0 | 0 | 0 | [74 empty] | 0 | 0
|  |  |  | 1.7021 | 17.0212 | 0 | 0 | 0 | 0 | 0 | 0 | 0.173 | 0 | 17.021 | 12.935 | 0 | 4.086 | 0 | 0 | 4.086 | 0 | 0 | 0 | 0 | [74 empty] | 11 | 0
|  |  |  | 1.7025 | 17.0249 | 0 | 0 | 0 | 0 | 0 | 0 | 0.173 | 0 | 17.025 | 0 | 0 | 20.401 | 0 | 3.377 | 17.024 | 0 | 0 | 0 | 0 | [74 empty] | 10 | 0
|  |  |  | 1.7041 | 17.0408 | 0 | 0 | 0 | 0 | 0 | 0 | 0.173 | 0 | 17.041 | 3.517 | 0 | 13.523 | 0 | 0 | 13.523 | 0 | 0 | 0 | 0 | [74 empty] | 9 | 0
|  |  |  | 2.3031 | 23.0313 | 0 | 0 | 0 | 0 | 0 | 0 | 0.173 | 0 | 23.031 | 0 | 0 | 41.108 | 0 | 18.077 | 23.031 | 0 | 0 | 0 | 0 | [74 empty] | 8 | 0
|  |  |  | 3.0012 | 30.0123 | 0 | 0 | 0 | 0 | 0 | 0 | 0.173 | 0 | 30.012 | 0 | 0 | 70.467 | 0 | 40.455 | 30.012 | 0 | 0 | 0 | 0 | [74 empty] | 7 | 0
|  |  |  | 3.5064 | 35.0643 | 0 | 0 | 0 | 0 | 0 | 0 | 0.173 | 0 | 35.064 | 8.396 | 0 | 26.669 | 0 | 0 | 26.669 | 0 | 0 | 0 | 0 | [74 empty] | 6 | 0
|  |  |  | 3.2842 | 32.8418 | 0 | 0 | 0 | 0 | 0 | 0 | 0.173 | 0 | 32.842 | 0 | 0 | 53.803 | 0 | 20.961 | 32.842 | 0 | 0 | 0 | 0 | [74 empty] | 5 | 0
|  |  |  | 3.5781 | 35.781 | 0 | 0 | 0 | 0 | 0 | 0 | 0.173 | 0 | 35.781 | 1.638 | 0 | 34.143 | 0 | 0 | 34.143 | 0 | 0 | 0 | 0 | [74 empty] | 4 | 0
|  |  |  | 3.2294 | 32.294 | 0 | 0 | 0 | 0 | 0 | 0 | 0.173 | 0 | 32.294 | 9.333 | 0 | 22.961 | 0 | 0 | 22.961 | 0 | 0 | 0 | 0 | [74 empty] | 3 | 0
|  |  |  | 3.4417 | 34.4165 | 0 | 0 | 0 | 0 | 0 | 0 | 0.173 | 0 | 34.416 | 2.062 | 0 | 32.354 | 0 | 0 | 32.354 | 0 | 0 | 0 | 0 | [74 empty] | 2 | 0
|  |  |  | 2.8128 | 28.1278 | 0 | 0 | 0 | 0 | 0 | 0 | 0.173 | 0 | 28.128 | 24.696 | 0 | 3.432 | 0 | 0 | 3.432 | 0 | 0 | 0 | 0 | [74 empty] | 1 | 0
|  |  |  | 2.6216 | 26.2155 | 0 | 0 | 0 | 0 | 0 | 0 | 0.173 | 0 | 26.216 | 23.627 | 0 | 2.588 | 0 | 0 | 2.588 | 0 | 0 | 0 | 0 | [74 empty] | 0 | 0
|  |  |  | 2.0486 | 20.4855 | 0 | 0 | 0 | 0 | 0 | 0 | 0.173 | 0 | 20.485 | 20.485 | 0 | 0 | 0 | 0 | 0 | 0 | 0 | 0 | 0 | [74 empty] | 0 | 0
|  |  |  | 2.0477 | 20.4769 | 0 | 0 | 0 | 0 | 0 | 0 | 0.173 | 0 | 20.477 | 20.477 | 0 | 0 | 0 | 0 | 0 | 0 | 0 | 0 | 0 | [74 empty] | 0 | 0
|  |  |  | 2.0432 | 20.4317 | 0 | 0 | 0 | 0 | 0 | 0 | 0.173 | 0 | 20.432 | 20.432 | 0 | 0 | 0 | 0 | 0 | 0 | 0 | 0 | 0 | [74 empty] | 0 | 0
|  |  |  | 2.0367 | 20.3672 | 0 | 0 | 0 | 0 | 0 | 0 | 0.173 | 0 | 20.367 | 20.367 | 0 | 0 | 0 | 0 | 0 | 0 | 0 | 0 | 0 | [74 empty] | 0 | 0
|  |  |  | 2.0495 | 20.4955 | 0 | 0 | 0 | 0 | 0 | 0 | 0.173 | 0 | 20.495 | 20.495 | 0 | 0 | 0 | 0 | 0 | 0 | 0 | 0 | 0 | [74 empty] | 0 | 0
|  |  |  | 2.0365 | 20.3646 | 0 | 0 | 0 | 0 | 0 | 0 | 0.173 | 0 | 20.365 | 20.365 | 0 | 0 | 0 | 0 | 0 | 0 | 0 | 0 | 0 | [74 empty] | 0 | 0
|  |  |  | 2.0362 | 20.3624 | 0 | 0 | 0 | 0 | 0 | 0 | 0.173 | 0 | 20.362 | 20.362 | 0 | 0 | 0 | 0 | 0 | 0 | 0 | 0 | 0 | [74 empty] | 0 | 0
|  |  |  | 2.0361 | 20.3607 | 0 | 0 | 0 | 0 | 0 | 0 | 0.173 | 0 | 20.361 | 20.361 | 0 | 0 | 0 | 0 | 0 | 0 | 0 | 0 | 0 | [74 empty] | 0 | 0
|  |  |  | 2.036 | 20.36 | 0 | 0 | 0 | 0 | 0 | 0 | 0.173 | 0 | 20.36 | 20.36 | 0 | 0 | 0 | 0 | 0 | 0 | 0 | 0 | 0 | [74 empty] | 0 | 0
|  |  |  | 2.0435 | 20.4349 | 0 | 0 | 0 | 0 | 0 | 0 | 0.173 | 0 | 20.435 | 20.435 | 0 | 0 | 0 | 0 | 0 | 0 | 0 | 0 | 0 | [74 empty] | 0 | 0
|  |  |  | 2.0426 | 20.4258 | 0 | 0 | 0 | 0 | 0 | 0 | 0.173 | 0 | 20.426 | 20.426 | 0 | 0 | 0 | 0 | 0 | 0 | 0 | 0 | 0 | [74 empty] | 0 | 0
|  |  |  | 1.9295 | 19.2952 | 0 | 0 | 0 | 0 | 0 | 0 | 0.173 | 0 | 19.295 | 19.295 | 0 | 0 | 0 | 0 | 0 | 0 | 0 | 0 | 0 | [74 empty] | 0 | 0
|  |  |  | 1.7019 | 17.0189 | 0 | 0 | 0 | 0 | 0 | 0 | 0.173 | 0 | 17.019 | 10.475 | 0 | 6.544 | 0 | 0 | 6.544 | 0 | 0 | 0 | 0 | [74 empty] | 12 | 0
|  |  |  | 1.7035 | 17.0353 | 0 | 0 | 0 | 0 | 0 | 0 | 0.173 | 0 | 17.035 | 11.917 | 0 | 5.119 | 0 | 0 | 5.119 | 0 | 0 | 0 | 0 | [74 empty] | 11 | 0
|  |  |  | 1.7045 | 17.0451 | 0 | 0 | 0 | 0 | 0 | 0 | 0.173 | 0 | 17.045 | 0 | 0 | 30.478 | 0 | 13.433 | 17.045 | 0 | 0 | 0 | 0 | [74 empty] | 10 | 0
|  |  |  | 2.0882 | 20.8819 | 0 | 0 | 0 | 0 | 0 | 0 | 0.173 | 0 | 20.882 | 0 | 0 | 54.675 | 0 | 33.793 | 20.882 | 0 | 0 | 0 | 0 | [74 empty] | 9 | 0
|  |  |  | 2.5694 | 25.6944 | 0 | 0 | 0 | 0 | 0 | 0 | 0.173 | 0 | 25.694 | 0 | 0 | 89.72 | 0 | 64.025 | 25.695 | 0 | 0 | 0 | 0 | [74 empty] | 8 | 0
|  |  |  | 2.3791 | 23.7906 | 0 | 0 | 0 | 0 | 0 | 0 | 0.173 | 0 | 23.791 | 0 | 0 | 95.274 | 0 | 71.484 | 23.79 | 0 | 0 | 0 | 0 | [74 empty] | 7 | 0
|  |  |  | 2.1471 | 21.4709 | 0 | 0 | 0 | 0 | 0 | 0 | 0.173 | 0 | 21.471 | 0 | 0 | 94.94 | 0 | 73.469 | 21.471 | 0 | 0 | 0 | 0 | [74 empty] | 6 | 0
|  |  |  | 1.9281 | 19.281 | 0 | 0 | 0 | 0 | 0 | 0 | 0.173 | 0 | 19.281 | 0 | 0 | 88.702 | 0 | 69.421 | 19.281 | 0 | 0 | 0 | 0 | [74 empty] | 5 | 0
|  |  |  | 1.7045 | 17.0448 | 0 | 0 | 0 | 0 | 0 | 0 | 0.173 | 0 | 17.045 | 0 | 0 | 78.697 | 0 | 61.652 | 17.045 | 0 | 0 | 0 | 0 | [74 empty] | 4 | 0
|  |  |  | 1.7019 | 17.0192 | 0 | 0 | 0 | 0 | 0 | 0 | 0.173 | 0 | 17.019 | 0 | 0 | 59.11 | 0 | 42.091 | 17.019 | 0 | 0 | 0 | 0 | [74 empty] | 3 | 0
|  |  |  | 1.7008 | 17.0083 | 0 | 0 | 0 | 0 | 0 | 0 | 0.173 | 0 | 17.008 | 0 | 0 | 33.678 | 0 | 16.669 | 17.009 | 0 | 0 | 0 | 0 | [74 empty] | 2 | 0
|  |  |  | 1.7568 | 17.5684 | 0 | 0 | 0 | 0 | 0 | 0 | 0.173 | 0 | 17.568 | 9.105 | 0 | 8.463 | 0 | 0 | 8.463 | 0 | 0 | 0 | 0 | [74 empty] | 1 | 0
|  |  |  | 2.0472 | 20.4719 | 0 | 0 | 0 | 0 | 0 | 0 | 0.173 | 0 | 20.472 | 20.472 | 0 | 0 | 0 | 0 | 0 | 0 | 0 | 0 | 0 | [74 empty] | 0 | 0
|  |  |  | 2.0464 | 20.4641 | 0 | 0 | 0 | 0 | 0 | 0 | 0.173 | 0 | 20.464 | 20.464 | 0 | 0 | 0 | 0 | 0 | 0 | 0 | 0 | 0 | [74 empty] | 0 | 0
|  |  |  | 2.0422 | 20.4224 | 0 | 0 | 0 | 0 | 0 | 0 | 0.173 | 0 | 20.422 | 20.422 | 0 | 0 | 0 | 0 | 0 | 0 | 0 | 0 | 0 | [74 empty] | 0 | 0
|  |  |  | 2.0362 | 20.3622 | 0 | 0 | 0 | 0 | 0 | 0 | 0.173 | 0 | 20.362 | 20.362 | 0 | 0 | 0 | 0 | 0 | 0 | 0 | 0 | 0 | [74 empty] | 0 | 0
|  |  |  | 2.0492 | 20.4923 | 0 | 0 | 0 | 0 | 0 | 0 | 0.173 | 0 | 20.492 | 20.492 | 0 | 0 | 0 | 0 | 0 | 0 | 0 | 0 | 0 | [74 empty] | 0 | 0
|  |  |  | 2.0361 | 20.3612 | 0 | 0 | 0 | 0 | 0 | 0 | 0.173 | 0 | 20.361 | 20.361 | 0 | 0 | 0 | 0 | 0 | 0 | 0 | 0 | 0 | [74 empty] | 0 | 0
|  |  |  | 2.0361 | 20.3609 | 0 | 0 | 0 | 0 | 0 | 0 | 0.173 | 0 | 20.361 | 20.361 | 0 | 0 | 0 | 0 | 0 | 0 | 0 | 0 | 0 | [74 empty] | 0 | 0
|  |  |  | 2.0361 | 20.3606 | 0 | 0 | 0 | 0 | 0 | 0 | 0.173 | 0 | 20.361 | 20.361 | 0 | 0 | 0 | 0 | 0 | 0 | 0 | 0 | 0 | [74 empty] | 0 | 0
|  |  |  | 2.036 | 20.3601 | 0 | 0 | 0 | 0 | 0 | 0 | 0.173 | 0 | 20.36 | 20.36 | 0 | 0 | 0 | 0 | 0 | 0 | 0 | 0 | 0 | [74 empty] | 0 | 0
|  |  |  | 2.0438 | 20.4375 | 0 | 0 | 0 | 0 | 0 | 0 | 0.173 | 0 | 20.437 | 20.437 | 0 | 0 | 0 | 0 | 0 | 0 | 0 | 0 | 0 | [74 empty] | 0 | 0
|  |  |  | 2.0432 | 20.432 | 0 | 0 | 0 | 0 | 0 | 0 | 0.173 | 0 | 20.432 | 20.432 | 0 | 0 | 0 | 0 | 0 | 0 | 0 | 0 | 0 | [74 empty] | 0 | 0
|  |  |  | 4.329 | 43.2897 | 0 | 0 | 0 | 0 | 0 | 0 | 0.173 | 0 | 43.29 | 43.29 | 0 | 0 | 0 | 0 | 0 | 0 | 0 | 0 | 0 | [74 empty] | 0 | 0
|  |  |  | 7.4303 | 74.3031 | 0 | 0 | 0 | 0 | 0 | 0 | 0.173 | 0 | 74.303 | 67.919 | 0 | 6.384 | 0 | 0 | 6.384 | 0 | 0 | 0 | 0 | [74 empty] | 0 | 0
|  |  |  | 8.9999 | 89.9988 | 0 | 0 | 0 | 0 | 0 | 0 | 0.173 | 0 | 89.999 | 58.968 | 0 | 31.031 | 0 | 0 | 31.031 | 0 | 0 | 0 | 0 | [74 empty] | 11 | 0
|  |  |  | 9.1595 | 91.5951 | 0 | 0 | 0 | 0 | 0 | 0 | 0.173 | 0 | 91.595 | 35.844 | 0 | 55.751 | 0 | 0 | 55.751 | 0 | 0 | 0 | 0 | [74 empty] | 10 | 0
|  |  |  | 9.3947 | 93.9467 | 0 | 0 | 0 | 0 | 0 | 0 | 0.173 | 0 | 93.947 | 20.223 | 0 | 73.724 | 0 | 0 | 73.724 | 0 | 0 | 0 | 0 | [74 empty] | 9 | 0
|  |  |  | 9.7945 | 97.945 | 0 | 0 | 0 | 0 | 0 | 0 | 0.173 | 0 | 97.945 | 9.185 | 0 | 88.76 | 0 | 0 | 88.76 | 0 | 0 | 0 | 0 | [74 empty] | 8 | 0
|  |  |  | 10.4559 | 104.559 | 0 | 0 | 0 | 0 | 0 | 0 | 0.173 | 0 | 104.559 | 9.896 | 0 | 94.664 | 0 | 0 | 94.664 | 0 | 0 | 0 | 0 | [74 empty] | 7 | 0
|  |  |  | 10.8939 | 108.939 | 0 | 0 | 0 | 0 | 0 | 0 | 0.173 | 0 | 108.939 | 14.13 | 0 | 94.809 | 0 | 0 | 94.809 | 0 | 0 | 0 | 0 | [74 empty] | 6 | 0
|  |  |  | 11.1109 | 111.109 | 0 | 0 | 0 | 0 | 0 | 0 | 0.173 | 0 | 111.109 | 19.673 | 0 | 91.435 | 0 | 0 | 91.435 | 0 | 0 | 0 | 0 | [74 empty] | 5 | 0
|  |  |  | 11.1605 | 111.605 | 0 | 0 | 0 | 0 | 0 | 0 | 0.173 | 0 | 111.605 | 32.966 | 0 | 78.639 | 0 | 0 | 78.639 | 0 | 0 | 0 | 0 | [74 empty] | 4 | 0
|  |  |  | 10.8325 | 108.325 | 0 | 0 | 0 | 0 | 0 | 0 | 0.173 | 0 | 108.325 | 49.011 | 0 | 59.314 | 0 | 0 | 59.314 | 0 | 0 | 0 | 0 | [74 empty] | 3 | 0
|  |  |  | 8.4801 | 84.8014 | 0 | 0 | 0 | 0 | 0 | 0 | 0.173 | 0 | 84.801 | 50.731 | 0 | 34.07 | 0 | 0 | 34.07 | 0 | 0 | 0 | 0 | [74 empty] | 2 | 0
|  |  |  | 7.9972 | 79.9721 | 0 | 0 | 0 | 0 | 0 | 0 | 0.173 | 0 | 79.972 | 71.698 | 0 | 8.274 | 0 | 0 | 8.274 | 0 | 0 | 0 | 0 | [74 empty] | 1 | 0
|  |  |  | 7.9396 | 79.3963 | 0 | 0 | 0 | 0 | 0 | 0 | 0.173 | 0 | 79.396 | 79.396 | 0 | 0 | 0 | 0 | 0 | 0 | 0 | 0 | 0 | [74 empty] | 0 | 0
|  |  |  | 7.8003 | 78.0032 | 0 | 0 | 0 | 0 | 0 | 0 | 0.173 | 0 | 78.003 | 78.003 | 0 | 0 | 0 | 0 | 0 | 0 | 0 | 0 | 0 | [74 empty] | 0 | 0
|  |  |  | 2.0407 | 20.4069 | 0 | 0 | 0 | 0 | 0 | 0 | 0.173 | 0 | 20.407 | 20.407 | 0 | 0 | 0 | 0 | 0 | 0 | 0 | 0 | 0 | [74 empty] | 0 | 0
|  |  |  | 2.0359 | 20.3591 | 0 | 0 | 0 | 0 | 0 | 0 | 0.173 | 0 | 20.359 | 20.359 | 0 | 0 | 0 | 0 | 0 | 0 | 0 | 0 | 0 | [74 empty] | 0 | 0
|  |  |  | 2.0499 | 20.4991 | 0 | 0 | 0 | 0 | 0 | 0 | 0.173 | 0 | 20.499 | 20.499 | 0 | 0 | 0 | 0 | 0 | 0 | 0 | 0 | 0 | [74 empty] | 0 | 0
|  |  |  | 2.0362 | 20.3624 | 0 | 0 | 0 | 0 | 0 | 0 | 0.173 | 0 | 20.362 | 20.362 | 0 | 0 | 0 | 0 | 0 | 0 | 0 | 0 | 0 | [74 empty] | 0 | 0
|  |  |  | 2.0362 | 20.3624 | 0 | 0 | 0 | 0 | 0 | 0 | 0.173 | 0 | 20.362 | 20.362 | 0 | 0 | 0 | 0 | 0 | 0 | 0 | 0 | 0 | [74 empty] | 0 | 0
|  |  |  | 2.0362 | 20.362 | 0 | 0 | 0 | 0 | 0 | 0 | 0.173 | 0 | 20.362 | 20.362 | 0 | 0 | 0 | 0 | 0 | 0 | 0 | 0 | 0 | [74 empty] | 0 | 0
|  |  |  | 2.0362 | 20.3615 | 0 | 0 | 0 | 0 | 0 | 0 | 0.173 | 0 | 20.361 | 20.361 | 0 | 0 | 0 | 0 | 0 | 0 | 0 | 0 | 0 | [74 empty] | 0 | 0
|  |  |  | 2.0745 | 20.7452 | 0 | 0 | 0 | 0 | 0 | 0 | 0.173 | 0 | 20.745 | 20.745 | 0 | 0 | 0 | 0 | 0 | 0 | 0 | 0 | 0 | [74 empty] | 0 | 0
|  |  |  | 2.0687 | 20.6868 | 0 | 0 | 0 | 0 | 0 | 0 | 0.173 | 0 | 20.687 | 20.687 | 0 | 0 | 0 | 0 | 0 | 0 | 0 | 0 | 0 | [74 empty] | 0 | 0
|  |  |  | 4.0537 | 40.5368 | 0 | 0 | 0 | 0 | 0 | 0 | 0.173 | 0 | 40.537 | 40.537 | 0 | 0 | 0 | 0 | 0 | 0 | 0 | 0 | 0 | [74 empty] | 0 | 0
|  |  |  | 7.1749 | 71.749 | 0 | 0 | 0 | 0 | 0 | 0 | 0.173 | 0 | 71.749 | 65.54 | 0 | 6.209 | 0 | 0 | 6.209 | 0 | 0 | 0 | 0 | [74 empty] | 0 | 0
|  |  |  | 8.8329 | 88.3286 | 0 | 0 | 0 | 0 | 0 | 0 | 0.173 | 0 | 88.329 | 57.123 | 0 | 31.206 | 0 | 0 | 31.206 | 0 | 0 | 0 | 0 | [74 empty] | 10 | 0
|  |  |  | 9.0157 | 90.1573 | 0 | 0 | 0 | 0 | 0 | 0 | 0.173 | 0 | 90.157 | 34.406 | 0 | 55.751 | 0 | 0 | 55.751 | 0 | 0 | 0 | 0 | [74 empty] | 9 | 0
|  |  |  | 9.2599 | 92.5987 | 0 | 0 | 0 | 0 | 0 | 0 | 0.173 | 0 | 92.599 | 19.049 | 0 | 73.55 | 0 | 0 | 73.55 | 0 | 0 | 0 | 0 | [74 empty] | 8 | 0
|  |  |  | 9.5143 | 95.1429 | 0 | 0 | 0 | 0 | 0 | 0 | 0.173 | 0 | 95.143 | 10.745 | 0 | 84.397 | 0 | 0 | 84.397 | 0 | 0 | 0 | 0 | [74 empty] | 7 | 0
|  |  |  | 9.6685 | 96.6851 | 0 | 0 | 0 | 0 | 0 | 0 | 0.173 | 0 | 96.685 | 7.3 | 0 | 89.385 | 0 | 0 | 89.385 | 0 | 0 | 0 | 0 | [74 empty] | 6 | 0
|  |  |  | 9.5579 | 95.5794 | 0 | 0 | 0 | 0 | 0 | 0 | 0.173 | 0 | 95.579 | 6.645 | 0 | 88.934 | 0 | 0 | 88.934 | 0 | 0 | 0 | 0 | [74 empty] | 5 | 0
|  |  |  | 9.6366 | 96.3658 | 0 | 0 | 0 | 0 | 0 | 0 | 0.173 | 0 | 96.366 | 13.641 | 0 | 82.725 | 0 | 0 | 82.725 | 0 | 0 | 0 | 0 | [74 empty] | 4 | 0
|  |  |  | 9.8613 | 98.6129 | 0 | 0 | 0 | 0 | 0 | 0 | 0.173 | 0 | 98.613 | 27.317 | 0 | 71.296 | 0 | 0 | 71.296 | 0 | 0 | 0 | 0 | [74 empty] | 3 | 0
|  |  |  | 10.2304 | 102.304 | 0 | 0 | 0 | 0 | 0 | 0 | 0.173 | 0 | 102.304 | 46.524 | 0 | 55.78 | 0 | 0 | 55.78 | 0 | 0 | 0 | 0 | [74 empty] | 2 | 0
|  |  |  | 8.3158 | 83.1576 | 0 | 0 | 0 | 0 | 0 | 0 | 0.173 | 0 | 83.158 | 51.24 | 0 | 31.918 | 0 | 0 | 31.918 | 0 | 0 | 0 | 0 | [74 empty] | 1 | 0
|  |  |  | 7.7851 | 77.8512 | 0 | 0 | 0 | 0 | 0 | 0 | 0.173 | 0 | 77.851 | 70.246 | 0 | 7.605 | 0 | 0 | 7.605 | 0 | 0 | 0 | 0 | [74 empty] | 0 | 0
|  |  |  | 7.7896 | 77.8959 | 0 | 0 | 0 | 0 | 0 | 0 | 0.173 | 0 | 77.896 | 77.896 | 0 | 0 | 0 | 0 | 0 | 0 | 0 | 0 | 0 | [74 empty] | 0 | 0
|  |  |  | 7.5871 | 75.8706 | 0 | 0 | 0 | 0 | 0 | 0 | 0.173 | 0 | 75.871 | 75.871 | 0 | 0 | 0 | 0 | 0 | 0 | 0 | 0 | 0 | [74 empty] | 0 | 0
|  |  |  | 2.0346 | 20.3462 | 0 | 0 | 0 | 0 | 0 | 0 | 0.173 | 0 | 20.346 | 20.346 | 0 | 0 | 0 | 0 | 0 | 0 | 0 | 0 | 0 | [74 empty] | 0 | 0
|  |  |  | 2.0353 | 20.3533 | 0 | 0 | 0 | 0 | 0 | 0 | 0.173 | 0 | 20.353 | 20.353 | 0 | 0 | 0 | 0 | 0 | 0 | 0 | 0 | 0 | [74 empty] | 0 | 0
|  |  |  | 2.0493 | 20.493 | 0 | 0 | 0 | 0 | 0 | 0 | 0.173 | 0 | 20.493 | 20.493 | 0 | 0 | 0 | 0 | 0 | 0 | 0 | 0 | 0 | [74 empty] | 0 | 0
|  |  |  | 2.0355 | 20.3551 | 0 | 0 | 0 | 0 | 0 | 0 | 0.173 | 0 | 20.355 | 20.355 | 0 | 0 | 0 | 0 | 0 | 0 | 0 | 0 | 0 | [74 empty] | 0 | 0
|  |  |  | 2.0353 | 20.353 | 0 | 0 | 0 | 0 | 0 | 0 | 0.173 | 0 | 20.353 | 20.353 | 0 | 0 | 0 | 0 | 0 | 0 | 0 | 0 | 0 | [74 empty] | 0 | 0
|  |  |  | 2.0351 | 20.3511 | 0 | 0 | 0 | 0 | 0 | 0 | 0.173 | 0 | 20.351 | 20.351 | 0 | 0 | 0 | 0 | 0 | 0 | 0 | 0 | 0 | [74 empty] | 0 | 0
|  |  |  | 2.0351 | 20.3505 | 0 | 0 | 0 | 0 | 0 | 0 | 0.173 | 0 | 20.351 | 20.351 | 0 | 0 | 0 | 0 | 0 | 0 | 0 | 0 | 0 | [74 empty] | 0 | 0
|  |  |  | 2.0427 | 20.4274 | 0 | 0 | 0 | 0 | 0 | 0 | 0.173 | 0 | 20.427 | 20.427 | 0 | 0 | 0 | 0 | 0 | 0 | 0 | 0 | 0 | [74 empty] | 0 | 0
|  |  |  | 2.042 | 20.4196 | 0 | 0 | 0 | 0 | 0 | 0 | 0.173 | 0 | 20.42 | 20.42 | 0 | 0 | 0 | 0 | 0 | 0 | 0 | 0 | 0 | [74 empty] | 0 | 0
|  |  |  | 3.6393 | 36.3928 | 0 | 0 | 0 | 0 | 0 | 0 | 0.173 | 0 | 36.393 | 36.393 | 0 | 0 | 0 | 0 | 0 | 0 | 0 | 0 | 0 | [74 empty] | 0 | 0
|  |  |  | 6.7984 | 67.9845 | 0 | 0 | 0 | 0 | 0 | 0 | 0.173 | 0 | 67.984 | 62.037 | 0 | 5.947 | 0 | 0 | 5.947 | 0 | 0 | 0 | 0 | [74 empty] | 0 | 0
|  |  |  | 8.453 | 84.5303 | 0 | 0 | 0 | 0 | 0 | 0 | 0.173 | 0 | 84.53 | 53.703 | 0 | 30.827 | 0 | 0 | 30.827 | 0 | 0 | 0 | 0 | [74 empty] | 10 | 0
|  |  |  | 8.8167 | 88.1666 | 0 | 0 | 0 | 0 | 0 | 0 | 0.173 | 0 | 88.167 | 32.139 | 0 | 56.027 | 0 | 0 | 56.027 | 0 | 0 | 0 | 0 | [74 empty] | 9 | 0
|  |  |  | 9.2404 | 92.4037 | 0 | 0 | 0 | 0 | 0 | 0 | 0.173 | 0 | 92.404 | 17.909 | 0 | 74.495 | 0 | 0 | 74.495 | 0 | 0 | 0 | 0 | [74 empty] | 8 | 0
|  |  |  | 9.9214 | 99.2135 | 0 | 0 | 0 | 0 | 0 | 0 | 0.173 | 0 | 99.214 | 16.314 | 0 | 82.9 | 0 | 0 | 82.9 | 0 | 0 | 0 | 0 | [74 empty] | 7 | 0
|  |  |  | 10.4501 | 104.501 | 0 | 0 | 0 | 0 | 0 | 0 | 0.173 | 0 | 104.501 | 16.948 | 0 | 87.553 | 0 | 0 | 87.553 | 0 | 0 | 0 | 0 | [74 empty] | 6 | 0
|  |  |  | 10.6538 | 106.538 | 0 | 0 | 0 | 0 | 0 | 0 | 0.173 | 0 | 106.538 | 19.567 | 0 | 86.971 | 0 | 0 | 86.971 | 0 | 0 | 0 | 0 | [74 empty] | 5 | 0
|  |  |  | 10.7678 | 107.678 | 0 | 0 | 0 | 0 | 0 | 0 | 0.173 | 0 | 107.678 | 26.48 | 0 | 81.198 | 0 | 0 | 81.198 | 0 | 0 | 0 | 0 | [74 empty] | 4 | 0
|  |  |  | 10.5763 | 105.763 | 0 | 0 | 0 | 0 | 0 | 0 | 0.173 | 0 | 105.763 | 33.217 | 0 | 72.546 | 0 | 0 | 72.546 | 0 | 0 | 0 | 0 | [74 empty] | 3 | 0
|  |  |  | 10.3516 | 103.516 | 0 | 0 | 0 | 0 | 0 | 0 | 0.173 | 0 | 103.516 | 49.103 | 0 | 54.413 | 0 | 0 | 54.413 | 0 | 0 | 0 | 0 | [74 empty] | 2 | 0
|  |  |  | 8.2304 | 82.3041 | 0 | 0 | 0 | 0 | 0 | 0 | 0.173 | 0 | 82.304 | 51.651 | 0 | 30.653 | 0 | 0 | 30.653 | 0 | 0 | 0 | 0 | [74 empty] | 1 | 0
|  |  |  | 7.4543 | 74.5434 | 0 | 0 | 0 | 0 | 0 | 0 | 0.173 | 0 | 74.543 | 67.636 | 0 | 6.907 | 0 | 0 | 6.907 | 0 | 0 | 0 | 0 | [74 empty] | 0 | 0
|  |  |  | 7.3552 | 73.5525 | 0 | 0 | 0 | 0 | 0 | 0 | 0.173 | 0 | 73.553 | 73.553 | 0 | 0 | 0 | 0 | 0 | 0 | 0 | 0 | 0 | [74 empty] | 0 | 0
|  |  |  | 7.1725 | 71.7251 | 0 | 0 | 0 | 0 | 0 | 0 | 0.173 | 0 | 71.725 | 71.725 | 0 | 0 | 0 | 0 | 0 | 0 | 0 | 0 | 0 | [74 empty] | 0 | 0
|  |  |  | 2.0397 | 20.3966 | 0 | 0 | 0 | 0 | 0 | 0 | 0.173 | 0 | 20.397 | 20.397 | 0 | 0 | 0 | 0 | 0 | 0 | 0 | 0 | 0 | [74 empty] | 0 | 0
|  |  |  | 2.0351 | 20.3512 | 0 | 0 | 0 | 0 | 0 | 0 | 0.173 | 0 | 20.351 | 20.351 | 0 | 0 | 0 | 0 | 0 | 0 | 0 | 0 | 0 | [74 empty] | 0 | 0
|  |  |  | 2.0493 | 20.4928 | 0 | 0 | 0 | 0 | 0 | 0 | 0.173 | 0 | 20.493 | 20.493 | 0 | 0 | 0 | 0 | 0 | 0 | 0 | 0 | 0 | [74 empty] | 0 | 0
|  |  |  | 2.0353 | 20.3525 | 0 | 0 | 0 | 0 | 0 | 0 | 0.173 | 0 | 20.352 | 20.352 | 0 | 0 | 0 | 0 | 0 | 0 | 0 | 0 | 0 | [74 empty] | 0 | 0
|  |  |  | 2.0348 | 20.3481 | 0 | 0 | 0 | 0 | 0 | 0 | 0.173 | 0 | 20.348 | 20.348 | 0 | 0 | 0 | 0 | 0 | 0 | 0 | 0 | 0 | [74 empty] | 0 | 0
|  |  |  | 2.0345 | 20.3453 | 0 | 0 | 0 | 0 | 0 | 0 | 0.173 | 0 | 20.345 | 20.345 | 0 | 0 | 0 | 0 | 0 | 0 | 0 | 0 | 0 | [74 empty] | 0 | 0
|  |  |  | 2.0343 | 20.3427 | 0 | 0 | 0 | 0 | 0 | 0 | 0.173 | 0 | 20.343 | 20.343 | 0 | 0 | 0 | 0 | 0 | 0 | 0 | 0 | 0 | [74 empty] | 0 | 0
|  |  |  | 2.0413 | 20.413 | 0 | 0 | 0 | 0 | 0 | 0 | 0.173 | 0 | 20.413 | 20.413 | 0 | 0 | 0 | 0 | 0 | 0 | 0 | 0 | 0 | [74 empty] | 0 | 0
|  |  |  | 2.0407 | 20.4072 | 0 | 0 | 0 | 0 | 0 | 0 | 0.173 | 0 | 20.407 | 20.407 | 0 | 0 | 0 | 0 | 0 | 0 | 0 | 0 | 0 | [74 empty] | 0 | 0
|  |  |  | 3.3648 | 33.6478 | 0 | 0 | 0 | 0 | 0 | 0 | 0.173 | 0 | 33.648 | 33.648 | 0 | 0 | 0 | 0 | 0 | 0 | 0 | 0 | 0 | [74 empty] | 0 | 0
|  |  |  | 6.493 | 64.93 | 0 | 0 | 0 | 0 | 0 | 0 | 0.173 | 0 | 64.93 | 59.244 | 0 | 5.686 | 0 | 0 | 5.686 | 0 | 0 | 0 | 0 | [74 empty] | 0 | 0
|  |  |  | 8.141 | 81.4103 | 0 | 0 | 0 | 0 | 0 | 0 | 0.173 | 0 | 81.41 | 52.008 | 0 | 29.402 | 0 | 0 | 29.402 | 0 | 0 | 0 | 0 | [74 empty] | 10 | 0
|  |  |  | 8.5084 | 85.0839 | 0 | 0 | 0 | 0 | 0 | 0 | 0.173 | 0 | 85.084 | 31.587 | 0 | 53.497 | 0 | 0 | 53.497 | 0 | 0 | 0 | 0 | [74 empty] | 9 | 0
|  |  |  | 9.0895 | 90.8946 | 0 | 0 | 0 | 0 | 0 | 0 | 0.173 | 0 | 90.895 | 19.919 | 0 | 70.976 | 0 | 0 | 70.976 | 0 | 0 | 0 | 0 | [74 empty] | 8 | 0
|  |  |  | 10.0809 | 100.809 | 0 | 0 | 0 | 0 | 0 | 0 | 0.173 | 0 | 100.809 | 19.218 | 0 | 81.591 | 0 | 0 | 81.591 | 0 | 0 | 0 | 0 | [74 empty] | 7 | 0
|  |  |  | 10.9784 | 109.784 | 0 | 0 | 0 | 0 | 0 | 0 | 0.173 | 0 | 109.784 | 19.686 | 0 | 90.098 | 0 | 0 | 90.098 | 0 | 0 | 0 | 0 | [74 empty] | 6 | 0
|  |  |  | 11.1133 | 111.133 | 0 | 0 | 0 | 0 | 0 | 0 | 0.173 | 0 | 111.133 | 20.977 | 0 | 90.156 | 0 | 0 | 90.156 | 0 | 0 | 0 | 0 | [74 empty] | 5 | 0
|  |  |  | 11.2316 | 112.316 | 0 | 0 | 0 | 0 | 0 | 0 | 0.173 | 0 | 112.316 | 25.519 | 0 | 86.797 | 0 | 0 | 86.797 | 0 | 0 | 0 | 0 | [74 empty] | 4 | 0
|  |  |  | 11.4711 | 114.711 | 0 | 0 | 0 | 0 | 0 | 0 | 0.173 | 0 | 114.711 | 40.129 | 0 | 74.582 | 0 | 0 | 74.582 | 0 | 0 | 0 | 0 | [74 empty] | 3 | 0
|  |  |  | 11.3423 | 113.423 | 0 | 0 | 0 | 0 | 0 | 0 | 0.173 | 0 | 113.423 | 57.716 | 0 | 55.708 | 0 | 0 | 55.708 | 0 | 0 | 0 | 0 | [74 empty] | 2 | 0
|  |  |  | 8.9374 | 89.3742 | 0 | 0 | 0 | 0 | 0 | 0 | 0.173 | 0 | 89.374 | 58.358 | 0 | 31.016 | 0 | 0 | 31.016 | 0 | 0 | 0 | 0 | [74 empty] | 1 | 0
|  |  |  | 8.2952 | 82.9519 | 0 | 0 | 0 | 0 | 0 | 0 | 0.173 | 0 | 82.952 | 76.277 | 0 | 6.674 | 0 | 0 | 6.674 | 0 | 0 | 0 | 0 | [74 empty] | 0 | 0
|  |  |  | 8.1307 | 81.3067 | 0 | 0 | 0 | 0 | 0 | 0 | 0.173 | 0 | 81.307 | 81.307 | 0 | 0 | 0 | 0 | 0 | 0 | 0 | 0 | 0 | [74 empty] | 0 | 0
|  |  |  | 7.8489 | 78.4887 | 0 | 0 | 0 | 0 | 0 | 0 | 0.173 | 0 | 78.489 | 78.489 | 0 | 0 | 0 | 0 | 0 | 0 | 0 | 0 | 0 | [74 empty] | 0 | 0
|  |  |  | 2.0409 | 20.4092 | 0 | 0 | 0 | 0 | 0 | 0 | 0.173 | 0 | 20.409 | 20.409 | 0 | 0 | 0 | 0 | 0 | 0 | 0 | 0 | 0 | [74 empty] | 0 | 0
|  |  |  | 2.0361 | 20.3611 | 0 | 0 | 0 | 0 | 0 | 0 | 0.173 | 0 | 20.361 | 20.361 | 0 | 0 | 0 | 0 | 0 | 0 | 0 | 0 | 0 | [74 empty] | 0 | 0
|  |  |  | 2.05 | 20.5002 | 0 | 0 | 0 | 0 | 0 | 0 | 0.173 | 0 | 20.5 | 20.5 | 0 | 0 | 0 | 0 | 0 | 0 | 0 | 0 | 0 | [74 empty] | 0 | 0
|  |  |  | 2.0359 | 20.3589 | 0 | 0 | 0 | 0 | 0 | 0 | 0.173 | 0 | 20.359 | 20.359 | 0 | 0 | 0 | 0 | 0 | 0 | 0 | 0 | 0 | [74 empty] | 0 | 0
|  |  |  | 2.0356 | 20.3565 | 0 | 0 | 0 | 0 | 0 | 0 | 0.173 | 0 | 20.357 | 20.357 | 0 | 0 | 0 | 0 | 0 | 0 | 0 | 0 | 0 | [74 empty] | 0 | 0
|  |  |  | 2.0354 | 20.3543 | 0 | 0 | 0 | 0 | 0 | 0 | 0.173 | 0 | 20.354 | 20.354 | 0 | 0 | 0 | 0 | 0 | 0 | 0 | 0 | 0 | [74 empty] | 0 | 0
|  |  |  | 2.0351 | 20.3507 | 0 | 0 | 0 | 0 | 0 | 0 | 0.173 | 0 | 20.351 | 20.351 | 0 | 0 | 0 | 0 | 0 | 0 | 0 | 0 | 0 | [74 empty] | 0 | 0
|  |  |  | 2.0713 | 20.7125 | 0 | 0 | 0 | 0 | 0 | 0 | 0.173 | 0 | 20.712 | 20.712 | 0 | 0 | 0 | 0 | 0 | 0 | 0 | 0 | 0 | [74 empty] | 0 | 0
|  |  |  | 2.065 | 20.6498 | 0 | 0 | 0 | 0 | 0 | 0 | 0.173 | 0 | 20.65 | 20.65 | 0 | 0 | 0 | 0 | 0 | 0 | 0 | 0 | 0 | [74 empty] | 0 | 0
|  |  |  | 3.3678 | 33.6782 | 0 | 0 | 0 | 0 | 0 | 0 | 0.173 | 0 | 33.678 | 33.678 | 0 | 0 | 0 | 0 | 0 | 0 | 0 | 0 | 0 | [74 empty] | 0 | 0
|  |  |  | 6.5522 | 65.5221 | 0 | 0 | 0 | 0 | 0 | 0 | 0.173 | 0 | 65.522 | 59.56 | 0 | 5.962 | 0 | 0 | 5.962 | 0 | 0 | 0 | 0 | [74 empty] | 0 | 0
|  |  |  | 8.501 | 85.0096 | 0 | 0 | 0 | 0 | 0 | 0 | 0.173 | 0 | 85.01 | 64.012 | 0 | 20.998 | 0 | 0 | 20.998 | 0 | 0 | 0 | 0 | [74 empty] | 10 | 0
|  |  |  | 9.6709 | 96.7088 | 0 | 0 | 0 | 0 | 0 | 0 | 0.173 | 0 | 96.709 | 60.69 | 0 | 36.019 | 0 | 0 | 36.019 | 0 | 0 | 0 | 0 | [74 empty] | 9 | 0
|  |  |  | 10.8885 | 108.885 | 0 | 0 | 0 | 0 | 0 | 0 | 0.173 | 0 | 108.885 | 29.665 | 0 | 79.221 | 0 | 0 | 79.221 | 0 | 0 | 0 | 0 | [74 empty] | 8 | 0
|  |  |  | 11.8912 | 118.912 | 0 | 0 | 0 | 0 | 0 | 0 | 0.173 | 0 | 118.912 | 25.426 | 0 | 93.486 | 0 | 0 | 93.486 | 0 | 0 | 0 | 0 | [74 empty] | 7 | 0
|  |  |  | 12.3521 | 123.521 | 0 | 0 | 0 | 0 | 0 | 0 | 0.173 | 0 | 123.521 | 23.491 | 0 | 100.029 | 0 | 0 | 100.029 | 0 | 0 | 0 | 0 | [74 empty] | 6 | 0
|  |  |  | 12.7069 | 127.069 | 0 | 0 | 0 | 0 | 0 | 0 | 0.173 | 0 | 127.069 | 27.112 | 0 | 99.957 | 0 | 0 | 99.957 | 0 | 0 | 0 | 0 | [74 empty] | 5 | 0
|  |  |  | 12.7147 | 127.147 | 0 | 0 | 0 | 0 | 0 | 0 | 0.173 | 0 | 127.147 | 34.33 | 0 | 92.817 | 0 | 0 | 92.817 | 0 | 0 | 0 | 0 | [74 empty] | 4 | 0
|  |  |  | 12.7847 | 127.847 | 0 | 0 | 0 | 0 | 0 | 0 | 0.173 | 0 | 127.847 | 48.089 | 0 | 79.759 | 0 | 0 | 79.759 | 0 | 0 | 0 | 0 | [74 empty] | 3 | 0
|  |  |  | 12.915 | 129.15 | 0 | 0 | 0 | 0 | 0 | 0 | 0.173 | 0 | 129.15 | 69.735 | 0 | 59.416 | 0 | 0 | 59.416 | 0 | 0 | 0 | 0 | [74 empty] | 2 | 0
|  |  |  | 10.7941 | 107.941 | 0 | 0 | 0 | 0 | 0 | 0 | 0.173 | 0 | 107.941 | 75.485 | 0 | 32.456 | 0 | 0 | 32.456 | 0 | 0 | 0 | 0 | [74 empty] | 1 | 0
|  |  |  | 9.6888 | 96.8881 | 0 | 0 | 0 | 0 | 0 | 0 | 0.173 | 0 | 96.888 | 90.083 | 0 | 6.805 | 0 | 0 | 6.805 | 0 | 0 | 0 | 0 | [74 empty] | 0 | 0
|  |  |  | 9.1192 | 91.1924 | 0 | 0 | 0 | 0 | 0 | 0 | 0.173 | 0 | 91.192 | 91.192 | 0 | 0 | 0 | 0 | 0 | 0 | 0 | 0 | 0 | [74 empty] | 0 | 0
|  |  |  | 8.8187 | 88.187 | 0 | 0 | 0 | 0 | 0 | 0 | 0.173 | 0 | 88.187 | 88.187 | 0 | 0 | 0 | 0 | 0 | 0 | 0 | 0 | 0 | [74 empty] | 0 | 0
|  |  |  | 2.037 | 20.3698 | 0 | 0 | 0 | 0 | 0 | 0 | 0.173 | 0 | 20.37 | 20.37 | 0 | 0 | 0 | 0 | 0 | 0 | 0 | 0 | 0 | [74 empty] | 0 | 0
|  |  |  | 2.0372 | 20.3725 | 0 | 0 | 0 | 0 | 0 | 0 | 0.173 | 0 | 20.372 | 20.372 | 0 | 0 | 0 | 0 | 0 | 0 | 0 | 0 | 0 | [74 empty] | 0 | 0
|  |  |  | 2.051 | 20.5104 | 0 | 0 | 0 | 0 | 0 | 0 | 0.173 | 0 | 20.51 | 20.51 | 0 | 0 | 0 | 0 | 0 | 0 | 0 | 0 | 0 | [74 empty] | 0 | 0
|  |  |  | 2.0373 | 20.3735 | 0 | 0 | 0 | 0 | 0 | 0 | 0.173 | 0 | 20.374 | 20.374 | 0 | 0 | 0 | 0 | 0 | 0 | 0 | 0 | 0 | [74 empty] | 0 | 0
|  |  |  | 2.0372 | 20.3719 | 0 | 0 | 0 | 0 | 0 | 0 | 0.173 | 0 | 20.372 | 20.372 | 0 | 0 | 0 | 0 | 0 | 0 | 0 | 0 | 0 | [74 empty] | 0 | 0
|  |  |  | 2.0368 | 20.3679 | 0 | 0 | 0 | 0 | 0 | 0 | 0.173 | 0 | 20.368 | 20.368 | 0 | 0 | 0 | 0 | 0 | 0 | 0 | 0 | 0 | [74 empty] | 0 | 0
|  |  |  | 2.0361 | 20.3606 | 0 | 0 | 0 | 0 | 0 | 0 | 0.173 | 0 | 20.361 | 20.361 | 0 | 0 | 0 | 0 | 0 | 0 | 0 | 0 | 0 | [74 empty] | 0 | 0
|  |  |  | 2.0431 | 20.4308 | 0 | 0 | 0 | 0 | 0 | 0 | 0.173 | 0 | 20.431 | 20.431 | 0 | 0 | 0 | 0 | 0 | 0 | 0 | 0 | 0 | [74 empty] | 0 | 0
|  |  |  | 2.0417 | 20.4167 | 0 | 0 | 0 | 0 | 0 | 0 | 0.173 | 0 | 20.417 | 20.417 | 0 | 0 | 0 | 0 | 0 | 0 | 0 | 0 | 0 | [74 empty] | 0 | 0
|  |  |  | 1.9286 | 19.2865 | 0 | 0 | 0 | 0 | 0 | 0 | 0.173 | 0 | 19.287 | 19.287 | 0 | 0 | 0 | 0 | 0 | 0 | 0 | 0 | 0 | [74 empty] | 0 | 0
|  |  |  | 1.7013 | 17.0128 | 0 | 0 | 0 | 0 | 0 | 0 | 0.173 | 0 | 17.013 | 11.24 | 0 | 5.773 | 0 | 0 | 5.773 | 0 | 0 | 0 | 0 | [74 empty] | 12 | 0
|  |  |  | 1.7038 | 17.0384 | 0 | 0 | 0 | 0 | 0 | 0 | 0.173 | 0 | 17.038 | 0 | 0 | 30.827 | 0 | 13.789 | 17.038 | 0 | 0 | 0 | 0 | [74 empty] | 11 | 0
|  |  |  | 1.8344 | 18.3441 | 0 | 0 | 0 | 0 | 0 | 0 | 0.173 | 0 | 18.344 | 0 | 0 | 56.856 | 0 | 38.512 | 18.344 | 0 | 0 | 0 | 0 | [74 empty] | 10 | 0
|  |  |  | 3.2333 | 32.3329 | 0 | 0 | 0 | 0 | 0 | 0 | 0.173 | 0 | 32.333 | 0 | 0 | 76.08 | 0 | 43.747 | 32.333 | 0 | 0 | 0 | 0 | [74 empty] | 9 | 0
|  |  |  | 3.5642 | 35.6419 | 0 | 0 | 0 | 0 | 0 | 0 | 0.173 | 0 | 35.642 | 0 | 0 | 88.44 | 0 | 52.798 | 35.642 | 0 | 0 | 0 | 0 | [74 empty] | 8 | 0
|  |  |  | 3.6007 | 36.0072 | 0 | 0 | 0 | 0 | 0 | 0 | 0.173 | 0 | 36.007 | 0 | 0 | 93.835 | 0 | 57.827 | 36.008 | 0 | 0 | 0 | 0 | [74 empty] | 7 | 0
|  |  |  | 3.7944 | 37.9442 | 0 | 0 | 0 | 0 | 0 | 0 | 0.173 | 0 | 37.944 | 0 | 0 | 93.428 | 0 | 55.483 | 37.945 | 0 | 0 | 0 | 0 | [74 empty] | 6 | 0
|  |  |  | 4.0607 | 40.6072 | 0 | 0 | 0 | 0 | 0 | 0 | 0.173 | 0 | 40.607 | 0 | 0 | 88.658 | 0 | 48.051 | 40.607 | 0 | 0 | 0 | 0 | [74 empty] | 5 | 0
|  |  |  | 4.0775 | 40.7746 | 0 | 0 | 0 | 0 | 0 | 0 | 0.173 | 0 | 40.775 | 0 | 0 | 75.629 | 0 | 34.854 | 40.775 | 0 | 0 | 0 | 0 | [74 empty] | 4 | 0
|  |  |  | 3.9115 | 39.1147 | 0 | 0 | 0 | 0 | 0 | 0 | 0.173 | 0 | 39.115 | 0 | 0 | 56.216 | 0 | 17.102 | 39.114 | 0 | 0 | 0 | 0 | [74 empty] | 3 | 0
|  |  |  | 3.6535 | 36.5349 | 0 | 0 | 0 | 0 | 0 | 0 | 0.173 | 0 | 36.535 | 5.707 | 0 | 30.827 | 0 | 0 | 30.827 | 0 | 0 | 0 | 0 | [74 empty] | 2 | 0
|  |  |  | 3.375 | 33.75 | 0 | 0 | 0 | 0 | 0 | 0 | 0.173 | 0 | 33.75 | 30.071 | 0 | 3.679 | 0 | 0 | 3.679 | 0 | 0 | 0 | 0 | [74 empty] | 1 | 0
|  |  |  | 2.8201 | 28.2013 | 0 | 0 | 0 | 0 | 0 | 0 | 0.173 | 0 | 28.201 | 28.201 | 0 | 0 | 0 | 0 | 0 | 0 | 0 | 0 | 0 | [74 empty] | 0 | 0
|  |  |  | 2.5007 | 25.0067 | 0 | 0 | 0 | 0 | 0 | 0 | 0.173 | 0 | 25.007 | 25.007 | 0 | 0 | 0 | 0 | 0 | 0 | 0 | 0 | 0 | [74 empty] | 0 | 0
|  |  |  | 2.0443 | 20.4432 | 0 | 0 | 0 | 0 | 0 | 0 | 0.173 | 0 | 20.443 | 20.443 | 0 | 0 | 0 | 0 | 0 | 0 | 0 | 0 | 0 | [74 empty] | 0 | 0
|  |  |  | 2.0381 | 20.381 | 0 | 0 | 0 | 0 | 0 | 0 | 0.173 | 0 | 20.381 | 20.381 | 0 | 0 | 0 | 0 | 0 | 0 | 0 | 0 | 0 | [74 empty] | 0 | 0
|  |  |  | 2.0507 | 20.5068 | 0 | 0 | 0 | 0 | 0 | 0 | 0.173 | 0 | 20.507 | 20.507 | 0 | 0 | 0 | 0 | 0 | 0 | 0 | 0 | 0 | [74 empty] | 0 | 0
|  |  |  | 2.0378 | 20.3778 | 0 | 0 | 0 | 0 | 0 | 0 | 0.173 | 0 | 20.378 | 20.378 | 0 | 0 | 0 | 0 | 0 | 0 | 0 | 0 | 0 | [74 empty] | 0 | 0
|  |  |  | 2.038 | 20.3801 | 0 | 0 | 0 | 0 | 0 | 0 | 0.173 | 0 | 20.38 | 20.38 | 0 | 0 | 0 | 0 | 0 | 0 | 0 | 0 | 0 | [74 empty] | 0 | 0
|  |  |  | 2.0377 | 20.377 | 0 | 0 | 0 | 0 | 0 | 0 | 0.173 | 0 | 20.377 | 20.377 | 0 | 0 | 0 | 0 | 0 | 0 | 0 | 0 | 0 | [74 empty] | 0 | 0
|  |  |  | 2.0368 | 20.368 | 0 | 0 | 0 | 0 | 0 | 0 | 0.173 | 0 | 20.368 | 20.368 | 0 | 0 | 0 | 0 | 0 | 0 | 0 | 0 | 0 | [74 empty] | 0 | 0
|  |  |  | 2.044 | 20.4403 | 0 | 0 | 0 | 0 | 0 | 0 | 0.173 | 0 | 20.44 | 20.44 | 0 | 0 | 0 | 0 | 0 | 0 | 0 | 0 | 0 | [74 empty] | 0 | 0
|  |  |  | 2.0431 | 20.4306 | 0 | 0 | 0 | 0 | 0 | 0 | 0.173 | 0 | 20.431 | 20.431 | 0 | 0 | 0 | 0 | 0 | 0 | 0 | 0 | 0 | [74 empty] | 0 | 0
|  |  |  | 1.9301 | 19.3009 | 0 | 0 | 0 | 0 | 0 | 0 | 0.173 | 0 | 19.301 | 19.301 | 0 | 0 | 0 | 0 | 0 | 0 | 0 | 0 | 0 | [74 empty] | 0 | 0
|  |  |  | 1.703 | 17.0299 | 0 | 0 | 0 | 0 | 0 | 0 | 0.173 | 0 | 17.03 | 15.3 | 0 | 1.73 | 0 | 0 | 1.73 | 0 | 0 | 0 | 0 | [74 empty] | 12 | 0
|  |  |  | 1.7061 | 17.0608 | 0 | 0 | 0 | 0 | 0 | 0 | 0.173 | 0 | 17.061 | 0 | 0 | 17.857 | 0 | 0.796 | 17.061 | 0 | 0 | 0 | 0 | [74 empty] | 11 | 0
|  |  |  | 2.8681 | 28.6808 | 0 | 0 | 0 | 0 | 0 | 0 | 0.173 | 0 | 28.681 | 0 | 0 | 36.862 | 0 | 8.181 | 28.681 | 0 | 0 | 0 | 0 | [74 empty] | 10 | 0
|  |  |  | 3.8215 | 38.2146 | 0 | 0 | 0 | 0 | 0 | 0 | 0.173 | 0 | 38.215 | 1.891 | 0 | 36.324 | 0 | 0 | 36.324 | 0 | 0 | 0 | 0 | [74 empty] | 9 | 0
|  |  |  | 4.0519 | 40.5186 | 0 | 0 | 0 | 0 | 0 | 0 | 0.173 | 0 | 40.519 | 0 | 0 | 84.805 | 0 | 44.286 | 40.519 | 0 | 0 | 0 | 0 | [74 empty] | 8 | 0
|  |  |  | 4.605 | 46.0497 | 0 | 0 | 0 | 0 | 0 | 0 | 0.173 | 0 | 46.05 | 0 | 0 | 87.96 | 0 | 41.91 | 46.05 | 0 | 0 | 0 | 0 | [74 empty] | 7 | 0
|  |  |  | 4.3594 | 43.5944 | 0 | 0 | 0 | 0 | 0 | 0 | 0.173 | 0 | 43.594 | 0 | 0 | 87.32 | 0 | 43.726 | 43.594 | 0 | 0 | 0 | 0 | [74 empty] | 6 | 0
|  |  |  | 4.8351 | 48.3513 | 0 | 0 | 0 | 0 | 0 | 0 | 0.173 | 0 | 48.351 | 0 | 0 | 84.383 | 0 | 36.032 | 48.351 | 0 | 0 | 0 | 0 | [74 empty] | 5 | 0
|  |  |  | 4.6235 | 46.2347 | 0 | 0 | 0 | 0 | 0 | 0 | 0.173 | 0 | 46.235 | 0 | 0 | 72.11 | 0 | 25.875 | 46.235 | 0 | 0 | 0 | 0 | [74 empty] | 4 | 0
|  |  |  | 4.5057 | 45.0571 | 0 | 0 | 0 | 0 | 0 | 0 | 0.173 | 0 | 45.057 | 0 | 0 | 53.585 | 0 | 8.527 | 45.058 | 0 | 0 | 0 | 0 | [74 empty] | 3 | 0
|  |  |  | 3.7074 | 37.0739 | 0 | 0 | 0 | 0 | 0 | 0 | 0.173 | 0 | 37.074 | 19.348 | 0 | 17.726 | 0 | 0 | 17.726 | 0 | 0 | 0 | 0 | [74 empty] | 2 | 0
|  |  |  | 3.4003 | 34.0034 | 0 | 0 | 0 | 0 | 0 | 0 | 0.173 | 0 | 34.003 | 30.223 | 0 | 3.781 | 0 | 0 | 3.781 | 0 | 0 | 0 | 0 | [74 empty] | 1 | 0
|  |  |  | 2.9972 | 29.9723 | 0 | 0 | 0 | 0 | 0 | 0 | 0.173 | 0 | 29.972 | 29.972 | 0 | 0 | 0 | 0 | 0 | 0 | 0 | 0 | 0 | [74 empty] | 0 | 0
|  |  |  | 2.7398 | 27.3976 | 0 | 0 | 0 | 0 | 0 | 0 | 0.173 | 0 | 27.398 | 27.398 | 0 | 0 | 0 | 0 | 0 | 0 | 0 | 0 | 0 | [74 empty] | 0 | 0
|  |  |  | 2.2134 | 22.1343 | 0 | 0 | 0 | 0 | 0 | 0 | 0.173 | 0 | 22.134 | 22.134 | 0 | 0 | 0 | 0 | 0 | 0 | 0 | 0 | 0 | [74 empty] | 0 | 0
|  |  |  | 2.0389 | 20.3886 | 0 | 0 | 0 | 0 | 0 | 0 | 0.173 | 0 | 20.389 | 20.389 | 0 | 0 | 0 | 0 | 0 | 0 | 0 | 0 | 0 | [74 empty] | 0 | 0
|  |  |  | 2.0514 | 20.5137 | 0 | 0 | 0 | 0 | 0 | 0 | 0.173 | 0 | 20.514 | 20.514 | 0 | 0 | 0 | 0 | 0 | 0 | 0 | 0 | 0 | [74 empty] | 0 | 0
|  |  |  | 2.0383 | 20.3829 | 0 | 0 | 0 | 0 | 0 | 0 | 0.173 | 0 | 20.383 | 20.383 | 0 | 0 | 0 | 0 | 0 | 0 | 0 | 0 | 0 | [74 empty] | 0 | 0
|  |  |  | 2.0375 | 20.3755 | 0 | 0 | 0 | 0 | 0 | 0 | 0.173 | 0 | 20.375 | 20.375 | 0 | 0 | 0 | 0 | 0 | 0 | 0 | 0 | 0 | [74 empty] | 0 | 0
|  |  |  | 2.0371 | 20.3708 | 0 | 0 | 0 | 0 | 0 | 0 | 0.173 | 0 | 20.371 | 20.371 | 0 | 0 | 0 | 0 | 0 | 0 | 0 | 0 | 0 | [74 empty] | 0 | 0
|  |  |  | 2.0371 | 20.3713 | 0 | 0 | 0 | 0 | 0 | 0 | 0.173 | 0 | 20.371 | 20.371 | 0 | 0 | 0 | 0 | 0 | 0 | 0 | 0 | 0 | [74 empty] | 0 | 0
|  |  |  | 2.0452 | 20.4522 | 0 | 0 | 0 | 0 | 0 | 0 | 0.173 | 0 | 20.452 | 20.452 | 0 | 0 | 0 | 0 | 0 | 0 | 0 | 0 | 0 | [74 empty] | 0 | 0
|  |  |  | 2.0442 | 20.4417 | 0 | 0 | 0 | 0 | 0 | 0 | 0.173 | 0 | 20.442 | 20.442 | 0 | 0 | 0 | 0 | 0 | 0 | 0 | 0 | 0 | [74 empty] | 0 | 0
|  |  |  | 3.939 | 39.3899 | 0 | 0 | 0 | 0 | 0 | 0 | 0.173 | 0 | 39.39 | 39.39 | 0 | 0 | 0 | 0 | 0 | 0 | 0 | 0 | 0 | [74 empty] | 0 | 0
|  |  |  | 7.3475 | 73.4749 | 0 | 0 | 0 | 0 | 0 | 0 | 0.173 | 0 | 73.475 | 67.993 | 0 | 5.482 | 0 | 0 | 5.482 | 0 | 0 | 0 | 0 | [74 empty] | 0 | 0
|  |  |  | 10.2498 | 102.498 | 0 | 0 | 0 | 0 | 0 | 0 | 0.173 | 0 | 102.498 | 73.066 | 0 | 29.431 | 0 | 0 | 29.431 | 0 | 0 | 0 | 0 | [74 empty] | 10 | 0
|  |  |  | 12.4081 | 124.081 | 0 | 0 | 0 | 0 | 0 | 0 | 0.173 | 0 | 124.081 | 68.766 | 0 | 55.315 | 0 | 0 | 55.315 | 0 | 0 | 0 | 0 | [74 empty] | 9 | 0
|  |  |  | 13.8661 | 138.661 | 0 | 0 | 0 | 0 | 0 | 0 | 0.173 | 0 | 138.661 | 62.93 | 0 | 75.731 | 0 | 0 | 75.731 | 0 | 0 | 0 | 0 | [74 empty] | 8 | 0
|  |  |  | 14.4828 | 144.828 | 0 | 0 | 0 | 0 | 0 | 0 | 0.173 | 0 | 144.828 | 55.603 | 0 | 89.225 | 0 | 0 | 89.225 | 0 | 0 | 0 | 0 | [74 empty] | 7 | 0
|  |  |  | 15.447 | 154.47 | 0 | 0 | 0 | 0 | 0 | 0 | 0.173 | 0 | 154.47 | 59.181 | 0 | 95.289 | 0 | 0 | 95.289 | 0 | 0 | 0 | 0 | [74 empty] | 6 | 0
|  |  |  | 15.6571 | 156.571 | 0 | 0 | 0 | 0 | 0 | 0 | 0.173 | 0 | 156.571 | 61.442 | 0 | 95.129 | 0 | 0 | 95.129 | 0 | 0 | 0 | 0 | [74 empty] | 5 | 0
|  |  |  | 15.3452 | 153.452 | 0 | 0 | 0 | 0 | 0 | 0 | 0.173 | 0 | 153.452 | 65.318 | 0 | 88.135 | 0 | 0 | 88.135 | 0 | 0 | 0 | 0 | [74 empty] | 4 | 0
|  |  |  | 15.7254 | 157.254 | 0 | 0 | 0 | 0 | 0 | 0 | 0.173 | 0 | 157.254 | 81.116 | 0 | 76.138 | 0 | 0 | 76.138 | 0 | 0 | 0 | 0 | [74 empty] | 3 | 0
|  |  |  | 15.6563 | 156.563 | 0 | 0 | 0 | 0 | 0 | 0 | 0.173 | 0 | 156.563 | 100.855 | 0 | 55.708 | 0 | 0 | 55.708 | 0 | 0 | 0 | 0 | [74 empty] | 2 | 0
|  |  |  | 12.3316 | 123.316 | 0 | 0 | 0 | 0 | 0 | 0 | 0.173 | 0 | 123.316 | 94.059 | 0 | 29.257 | 0 | 0 | 29.257 | 0 | 0 | 0 | 0 | [74 empty] | 1 | 0
|  |  |  | 10.9515 | 109.515 | 0 | 0 | 0 | 0 | 0 | 0 | 0.173 | 0 | 109.515 | 106.724 | 0 | 2.792 | 0 | 0 | 2.792 | 0 | 0 | 0 | 0 | [74 empty] | 0 | 0
|  |  |  | 10.0823 | 100.823 | 0 | 0 | 0 | 0 | 0 | 0 | 0.173 | 0 | 100.823 | 100.823 | 0 | 0 | 0 | 0 | 0 | 0 | 0 | 0 | 0 | [74 empty] | 0 | 0
|  |  |  | 9.6369 | 96.3685 | 0 | 0 | 0 | 0 | 0 | 0 | 0.173 | 0 | 96.369 | 96.369 | 0 | 0 | 0 | 0 | 0 | 0 | 0 | 0 | 0 | [74 empty] | 0 | 0
|  |  |  | 2.0439 | 20.4386 | 0 | 0 | 0 | 0 | 0 | 0 | 0.173 | 0 | 20.439 | 20.439 | 0 | 0 | 0 | 0 | 0 | 0 | 0 | 0 | 0 | [74 empty] | 0 | 0
|  |  |  | 2.0383 | 20.3831 | 0 | 0 | 0 | 0 | 0 | 0 | 0.173 | 0 | 20.383 | 20.383 | 0 | 0 | 0 | 0 | 0 | 0 | 0 | 0 | 0 | [74 empty] | 0 | 0
|  |  |  | 2.0519 | 20.5186 | 0 | 0 | 0 | 0 | 0 | 0 | 0.173 | 0 | 20.519 | 20.519 | 0 | 0 | 0 | 0 | 0 | 0 | 0 | 0 | 0 | [74 empty] | 0 | 0
|  |  |  | 2.0377 | 20.3771 | 0 | 0 | 0 | 0 | 0 | 0 | 0.173 | 0 | 20.377 | 20.377 | 0 | 0 | 0 | 0 | 0 | 0 | 0 | 0 | 0 | [74 empty] | 0 | 0
|  |  |  | 2.0372 | 20.3718 | 0 | 0 | 0 | 0 | 0 | 0 | 0.173 | 0 | 20.372 | 20.372 | 0 | 0 | 0 | 0 | 0 | 0 | 0 | 0 | 0 | [74 empty] | 0 | 0
|  |  |  | 2.0368 | 20.3675 | 0 | 0 | 0 | 0 | 0 | 0 | 0.173 | 0 | 20.368 | 20.368 | 0 | 0 | 0 | 0 | 0 | 0 | 0 | 0 | 0 | [74 empty] | 0 | 0
|  |  |  | 2.0366 | 20.3656 | 0 | 0 | 0 | 0 | 0 | 0 | 0.173 | 0 | 20.366 | 20.366 | 0 | 0 | 0 | 0 | 0 | 0 | 0 | 0 | 0 | [74 empty] | 0 | 0
|  |  |  | 2.0741 | 20.7406 | 0 | 0 | 0 | 0 | 0 | 0 | 0.173 | 0 | 20.741 | 20.741 | 0 | 0 | 0 | 0 | 0 | 0 | 0 | 0 | 0 | [74 empty] | 0 | 0
|  |  |  | 2.0678 | 20.6776 | 0 | 0 | 0 | 0 | 0 | 0 | 0.173 | 0 | 20.678 | 20.678 | 0 | 0 | 0 | 0 | 0 | 0 | 0 | 0 | 0 | [74 empty] | 0 | 0
|  |  |  | 4.227 | 42.2702 | 0 | 0 | 0 | 0 | 0 | 0 | 0.173 | 0 | 42.27 | 42.27 | 0 | 0 | 0 | 0 | 0 | 0 | 0 | 0 | 0 | [74 empty] | 0 | 0
|  |  |  | 7.2655 | 72.6547 | 0 | 0 | 0 | 0 | 0 | 0 | 0.173 | 0 | 72.655 | 68.452 | 0 | 4.202 | 0 | 0 | 4.202 | 0 | 0 | 0 | 0 | [74 empty] | 0 | 0
|  |  |  | 9.0664 | 90.6641 | 0 | 0 | 0 | 0 | 0 | 0 | 0.173 | 0 | 90.664 | 71.266 | 0 | 19.398 | 0 | 0 | 19.398 | 0 | 0 | 0 | 0 | [74 empty] | 10 | 0
|  |  |  | 9.7022 | 97.0221 | 0 | 0 | 0 | 0 | 0 | 0 | 0.173 | 0 | 97.022 | 53.573 | 0 | 43.449 | 0 | 0 | 43.449 | 0 | 0 | 0 | 0 | [74 empty] | 9 | 0
|  |  |  | 10.8554 | 108.554 | 0 | 0 | 0 | 0 | 0 | 0 | 0.173 | 0 | 108.554 | 33.914 | 0 | 74.64 | 0 | 0 | 74.64 | 0 | 0 | 0 | 0 | [74 empty] | 8 | 0
|  |  |  | 11.9273 | 119.273 | 0 | 0 | 0 | 0 | 0 | 0 | 0.173 | 0 | 119.273 | 31.575 | 0 | 87.698 | 0 | 0 | 87.698 | 0 | 0 | 0 | 0 | [74 empty] | 7 | 0
|  |  |  | 12.1299 | 121.299 | 0 | 0 | 0 | 0 | 0 | 0 | 0.173 | 0 | 121.299 | 27.378 | 0 | 93.922 | 0 | 0 | 93.922 | 0 | 0 | 0 | 0 | [74 empty] | 6 | 0
|  |  |  | 12.1881 | 121.881 | 0 | 0 | 0 | 0 | 0 | 0 | 0.173 | 0 | 121.881 | 26.461 | 0 | 95.42 | 0 | 0 | 95.42 | 0 | 0 | 0 | 0 | [74 empty] | 5 | 0
|  |  |  | 12.347 | 123.47 | 0 | 0 | 0 | 0 | 0 | 0 | 0.173 | 0 | 123.47 | 35.089 | 0 | 88.382 | 0 | 0 | 88.382 | 0 | 0 | 0 | 0 | [74 empty] | 4 | 0
|  |  |  | 12.312 | 123.12 | 0 | 0 | 0 | 0 | 0 | 0 | 0.173 | 0 | 123.12 | 48.015 | 0 | 75.106 | 0 | 0 | 75.106 | 0 | 0 | 0 | 0 | [74 empty] | 3 | 0
|  |  |  | 12.3619 | 123.619 | 0 | 0 | 0 | 0 | 0 | 0 | 0.173 | 0 | 123.619 | 69.22 | 0 | 54.399 | 0 | 0 | 54.399 | 0 | 0 | 0 | 0 | [74 empty] | 2 | 0
|  |  |  | 9.2198 | 92.1976 | 0 | 0 | 0 | 0 | 0 | 0 | 0.173 | 0 | 92.198 | 63.435 | 0 | 28.763 | 0 | 0 | 28.763 | 0 | 0 | 0 | 0 | [74 empty] | 1 | 0
|  |  |  | 8.1539 | 81.5391 | 0 | 0 | 0 | 0 | 0 | 0 | 0.173 | 0 | 81.539 | 76.232 | 0 | 5.308 | 0 | 0 | 5.308 | 0 | 0 | 0 | 0 | [74 empty] | 0 | 0
|  |  |  | 8.0478 | 80.4783 | 0 | 0 | 0 | 0 | 0 | 0 | 0.173 | 0 | 80.478 | 80.478 | 0 | 0 | 0 | 0 | 0 | 0 | 0 | 0 | 0 | [74 empty] | 0 | 0
|  |  |  | 7.9745 | 79.7445 | 0 | 0 | 0 | 0 | 0 | 0 | 0.173 | 0 | 79.745 | 79.745 | 0 | 0 | 0 | 0 | 0 | 0 | 0 | 0 | 0 | [74 empty] | 0 | 0
|  |  |  | 2.0352 | 20.3517 | 0 | 0 | 0 | 0 | 0 | 0 | 0.173 | 0 | 20.352 | 20.352 | 0 | 0 | 0 | 0 | 0 | 0 | 0 | 0 | 0 | [74 empty] | 0 | 0
|  |  |  | 2.036 | 20.3596 | 0 | 0 | 0 | 0 | 0 | 0 | 0.173 | 0 | 20.36 | 20.36 | 0 | 0 | 0 | 0 | 0 | 0 | 0 | 0 | 0 | [74 empty] | 0 | 0
|  |  |  | 2.0501 | 20.5008 | 0 | 0 | 0 | 0 | 0 | 0 | 0.173 | 0 | 20.501 | 20.501 | 0 | 0 | 0 | 0 | 0 | 0 | 0 | 0 | 0 | [74 empty] | 0 | 0
|  |  |  | 2.0365 | 20.3651 | 0 | 0 | 0 | 0 | 0 | 0 | 0.173 | 0 | 20.365 | 20.365 | 0 | 0 | 0 | 0 | 0 | 0 | 0 | 0 | 0 | [74 empty] | 0 | 0
|  |  |  | 2.0363 | 20.3631 | 0 | 0 | 0 | 0 | 0 | 0 | 0.173 | 0 | 20.363 | 20.363 | 0 | 0 | 0 | 0 | 0 | 0 | 0 | 0 | 0 | [74 empty] | 0 | 0
|  |  |  | 2.036 | 20.3598 | 0 | 0 | 0 | 0 | 0 | 0 | 0.173 | 0 | 20.36 | 20.36 | 0 | 0 | 0 | 0 | 0 | 0 | 0 | 0 | 0 | [74 empty] | 0 | 0
|  |  |  | 2.0356 | 20.3563 | 0 | 0 | 0 | 0 | 0 | 0 | 0.173 | 0 | 20.356 | 20.356 | 0 | 0 | 0 | 0 | 0 | 0 | 0 | 0 | 0 | [74 empty] | 0 | 0
|  |  |  | 2.0432 | 20.4317 | 0 | 0 | 0 | 0 | 0 | 0 | 0.173 | 0 | 20.432 | 20.432 | 0 | 0 | 0 | 0 | 0 | 0 | 0 | 0 | 0 | [74 empty] | 0 | 0
|  |  |  | 2.0428 | 20.4277 | 0 | 0 | 0 | 0 | 0 | 0 | 0.173 | 0 | 20.428 | 20.428 | 0 | 0 | 0 | 0 | 0 | 0 | 0 | 0 | 0 | [74 empty] | 0 | 0
|  |  |  | 4.2469 | 42.469 | 0 | 0 | 0 | 0 | 0 | 0 | 0.173 | 0 | 42.469 | 42.469 | 0 | 0 | 0 | 0 | 0 | 0 | 0 | 0 | 0 | [74 empty] | 0 | 0
|  |  |  | 7.3316 | 73.3159 | 0 | 0 | 0 | 0 | 0 | 0 | 0.173 | 0 | 73.316 | 70.422 | 0 | 2.894 | 0 | 0 | 2.894 | 0 | 0 | 0 | 0 | [74 empty] | 0 | 0
|  |  |  | 9.0003 | 90.0031 | 0 | 0 | 0 | 0 | 0 | 0 | 0.173 | 0 | 90.003 | 76.131 | 0 | 13.872 | 0 | 0 | 13.872 | 0 | 0 | 0 | 0 | [74 empty] | 10 | 0
|  |  |  | 9.4637 | 94.6374 | 0 | 0 | 0 | 0 | 0 | 0 | 0.173 | 0 | 94.637 | 60.553 | 0 | 34.085 | 0 | 0 | 34.085 | 0 | 0 | 0 | 0 | [74 empty] | 9 | 0
|  |  |  | 10.5763 | 105.763 | 0 | 0 | 0 | 0 | 0 | 0 | 0.173 | 0 | 105.763 | 50.012 | 0 | 55.751 | 0 | 0 | 55.751 | 0 | 0 | 0 | 0 | [74 empty] | 8 | 0
|  |  |  | 11.9108 | 119.108 | 0 | 0 | 0 | 0 | 0 | 0 | 0.173 | 0 | 119.108 | 47.303 | 0 | 71.805 | 0 | 0 | 71.805 | 0 | 0 | 0 | 0 | [74 empty] | 7 | 0
|  |  |  | 12.2405 | 122.405 | 0 | 0 | 0 | 0 | 0 | 0 | 0.173 | 0 | 122.405 | 32.38 | 0 | 90.025 | 0 | 0 | 90.025 | 0 | 0 | 0 | 0 | [74 empty] | 6 | 0
|  |  |  | 12.1126 | 121.126 | 0 | 0 | 0 | 0 | 0 | 0 | 0.173 | 0 | 121.126 | 39.084 | 0 | 82.042 | 0 | 0 | 82.042 | 0 | 0 | 0 | 0 | [74 empty] | 5 | 0
|  |  |  | 12.0304 | 120.304 | 0 | 0 | 0 | 0 | 0 | 0 | 0.173 | 0 | 120.304 | 60.917 | 0 | 59.386 | 0 | 0 | 59.386 | 0 | 0 | 0 | 0 | [74 empty] | 4 | 0
|  |  |  | 11.7937 | 117.937 | 0 | 0 | 0 | 0 | 0 | 0 | 0.173 | 0 | 117.937 | 66.519 | 0 | 51.418 | 0 | 0 | 51.418 | 0 | 0 | 0 | 0 | [74 empty] | 3 | 0
|  |  |  | 11.1557 | 111.557 | 0 | 0 | 0 | 0 | 0 | 0 | 0.173 | 0 | 111.557 | 62.713 | 0 | 48.844 | 0 | 0 | 48.844 | 0 | 0 | 0 | 0 | [74 empty] | 2 | 0
|  |  |  | 8.3969 | 83.9686 | 0 | 0 | 0 | 0 | 0 | 0 | 0.173 | 0 | 83.969 | 56.006 | 0 | 27.963 | 0 | 0 | 27.963 | 0 | 0 | 0 | 0 | [74 empty] | 1 | 0
|  |  |  | 7.9567 | 79.5673 | 0 | 0 | 0 | 0 | 0 | 0 | 0.173 | 0 | 79.567 | 74.507 | 0 | 5.06 | 0 | 0 | 5.06 | 0 | 0 | 0 | 0 | [74 empty] | 0 | 0
|  |  |  | 7.8852 | 78.8516 | 0 | 0 | 0 | 0 | 0 | 0 | 0.173 | 0 | 78.852 | 78.852 | 0 | 0 | 0 | 0 | 0 | 0 | 0 | 0 | 0 | [74 empty] | 0 | 0
|  |  |  | 7.7811 | 77.811 | 0 | 0 | 0 | 0 | 0 | 0 | 0.173 | 0 | 77.811 | 77.811 | 0 | 0 | 0 | 0 | 0 | 0 | 0 | 0 | 0 | [74 empty] | 0 | 0
|  |  |  | 2.0404 | 20.4043 | 0 | 0 | 0 | 0 | 0 | 0 | 0.173 | 0 | 20.404 | 20.404 | 0 | 0 | 0 | 0 | 0 | 0 | 0 | 0 | 0 | [74 empty] | 0 | 0
|  |  |  | 2.0357 | 20.3573 | 0 | 0 | 0 | 0 | 0 | 0 | 0.173 | 0 | 20.357 | 20.357 | 0 | 0 | 0 | 0 | 0 | 0 | 0 | 0 | 0 | [74 empty] | 0 | 0
|  |  |  | 2.0497 | 20.4974 | 0 | 0 | 0 | 0 | 0 | 0 | 0.173 | 0 | 20.497 | 20.497 | 0 | 0 | 0 | 0 | 0 | 0 | 0 | 0 | 0 | [74 empty] | 0 | 0
|  |  |  | 2.036 | 20.3603 | 0 | 0 | 0 | 0 | 0 | 0 | 0.173 | 0 | 20.36 | 20.36 | 0 | 0 | 0 | 0 | 0 | 0 | 0 | 0 | 0 | [74 empty] | 0 | 0
|  |  |  | 2.036 | 20.3602 | 0 | 0 | 0 | 0 | 0 | 0 | 0.173 | 0 | 20.36 | 20.36 | 0 | 0 | 0 | 0 | 0 | 0 | 0 | 0 | 0 | [74 empty] | 0 | 0
|  |  |  | 2.036 | 20.3599 | 0 | 0 | 0 | 0 | 0 | 0 | 0.173 | 0 | 20.36 | 20.36 | 0 | 0 | 0 | 0 | 0 | 0 | 0 | 0 | 0 | [74 empty] | 0 | 0
|  |  |  | 2.0359 | 20.3592 | 0 | 0 | 0 | 0 | 0 | 0 | 0.173 | 0 | 20.359 | 20.359 | 0 | 0 | 0 | 0 | 0 | 0 | 0 | 0 | 0 | [74 empty] | 0 | 0
|  |  |  | 2.0435 | 20.4354 | 0 | 0 | 0 | 0 | 0 | 0 | 0.173 | 0 | 20.435 | 20.435 | 0 | 0 | 0 | 0 | 0 | 0 | 0 | 0 | 0 | [74 empty] | 0 | 0
|  |  |  | 2.043 | 20.4298 | 0 | 0 | 0 | 0 | 0 | 0 | 0.173 | 0 | 20.43 | 20.43 | 0 | 0 | 0 | 0 | 0 | 0 | 0 | 0 | 0 | [74 empty] | 0 | 0
|  |  |  | 4.1063 | 41.0631 | 0 | 0 | 0 | 0 | 0 | 0 | 0.173 | 0 | 41.063 | 41.063 | 0 | 0 | 0 | 0 | 0 | 0 | 0 | 0 | 0 | [74 empty] | 0 | 0
|  |  |  | 7.1374 | 71.3744 | 0 | 0 | 0 | 0 | 0 | 0 | 0.173 | 0 | 71.374 | 66.358 | 0 | 5.017 | 0 | 0 | 5.017 | 0 | 0 | 0 | 0 | [74 empty] | 0 | 0
|  |  |  | 8.6622 | 86.6218 | 0 | 0 | 0 | 0 | 0 | 0 | 0.173 | 0 | 86.622 | 58.106 | 0 | 28.515 | 0 | 0 | 28.515 | 0 | 0 | 0 | 0 | [74 empty] | 10 | 0
|  |  |  | 8.9048 | 89.0485 | 0 | 0 | 0 | 0 | 0 | 0 | 0.173 | 0 | 89.048 | 53.321 | 0 | 35.728 | 0 | 0 | 35.728 | 0 | 0 | 0 | 0 | [74 empty] | 9 | 0
|  |  |  | 9.4079 | 94.0789 | 0 | 0 | 0 | 0 | 0 | 0 | 0.173 | 0 | 94.079 | 17.694 | 0 | 76.385 | 0 | 0 | 76.385 | 0 | 0 | 0 | 0 | [74 empty] | 8 | 0
|  |  |  | 10.5155 | 105.155 | 0 | 0 | 0 | 0 | 0 | 0 | 0.173 | 0 | 105.155 | 15.45 | 0 | 89.705 | 0 | 0 | 89.705 | 0 | 0 | 0 | 0 | [74 empty] | 7 | 0
|  |  |  | 11.5768 | 115.768 | 0 | 0 | 0 | 0 | 0 | 0 | 0.173 | 0 | 115.768 | 19.708 | 0 | 96.06 | 0 | 0 | 96.06 | 0 | 0 | 0 | 0 | [74 empty] | 6 | 0
|  |  |  | 11.7717 | 117.717 | 0 | 0 | 0 | 0 | 0 | 0 | 0.173 | 0 | 117.717 | 22.181 | 0 | 95.536 | 0 | 0 | 95.536 | 0 | 0 | 0 | 0 | [74 empty] | 5 | 0
|  |  |  | 11.5428 | 115.428 | 0 | 0 | 0 | 0 | 0 | 0 | 0.173 | 0 | 115.428 | 26.828 | 0 | 88.6 | 0 | 0 | 88.6 | 0 | 0 | 0 | 0 | [74 empty] | 4 | 0
|  |  |  | 10.8162 | 108.162 | 0 | 0 | 0 | 0 | 0 | 0 | 0.173 | 0 | 108.162 | 32.824 | 0 | 75.338 | 0 | 0 | 75.338 | 0 | 0 | 0 | 0 | [74 empty] | 3 | 0
|  |  |  | 10.3943 | 103.943 | 0 | 0 | 0 | 0 | 0 | 0 | 0.173 | 0 | 103.943 | 49.399 | 0 | 54.544 | 0 | 0 | 54.544 | 0 | 0 | 0 | 0 | [74 empty] | 2 | 0
|  |  |  | 8.1475 | 81.4748 | 0 | 0 | 0 | 0 | 0 | 0 | 0.173 | 0 | 81.475 | 53.41 | 0 | 28.065 | 0 | 0 | 28.065 | 0 | 0 | 0 | 0 | [74 empty] | 1 | 0
|  |  |  | 7.9206 | 79.2056 | 0 | 0 | 0 | 0 | 0 | 0 | 0.173 | 0 | 79.206 | 74.48 | 0 | 4.726 | 0 | 0 | 4.726 | 0 | 0 | 0 | 0 | [74 empty] | 0 | 0
|  |  |  | 7.986 | 79.8596 | 0 | 0 | 0 | 0 | 0 | 0 | 0.173 | 0 | 79.86 | 79.86 | 0 | 0 | 0 | 0 | 0 | 0 | 0 | 0 | 0 | [74 empty] | 0 | 0
|  |  |  | 7.9375 | 79.3755 | 0 | 0 | 0 | 0 | 0 | 0 | 0.173 | 0 | 79.375 | 79.375 | 0 | 0 | 0 | 0 | 0 | 0 | 0 | 0 | 0 | [74 empty] | 0 | 0
|  |  |  | 2.041 | 20.4104 | 0 | 0 | 0 | 0 | 0 | 0 | 0.173 | 0 | 20.41 | 20.41 | 0 | 0 | 0 | 0 | 0 | 0 | 0 | 0 | 0 | [74 empty] | 0 | 0
|  |  |  | 2.0362 | 20.3619 | 0 | 0 | 0 | 0 | 0 | 0 | 0.173 | 0 | 20.362 | 20.362 | 0 | 0 | 0 | 0 | 0 | 0 | 0 | 0 | 0 | [74 empty] | 0 | 0
|  |  |  | 2.0502 | 20.5016 | 0 | 0 | 0 | 0 | 0 | 0 | 0.173 | 0 | 20.502 | 20.502 | 0 | 0 | 0 | 0 | 0 | 0 | 0 | 0 | 0 | [74 empty] | 0 | 0
|  |  |  | 2.0365 | 20.3648 | 0 | 0 | 0 | 0 | 0 | 0 | 0.173 | 0 | 20.365 | 20.365 | 0 | 0 | 0 | 0 | 0 | 0 | 0 | 0 | 0 | [74 empty] | 0 | 0
|  |  |  | 2.0365 | 20.3647 | 0 | 0 | 0 | 0 | 0 | 0 | 0.173 | 0 | 20.365 | 20.365 | 0 | 0 | 0 | 0 | 0 | 0 | 0 | 0 | 0 | [74 empty] | 0 | 0
|  |  |  | 2.0364 | 20.3644 | 0 | 0 | 0 | 0 | 0 | 0 | 0.173 | 0 | 20.364 | 20.364 | 0 | 0 | 0 | 0 | 0 | 0 | 0 | 0 | 0 | [74 empty] | 0 | 0
|  |  |  | 2.0364 | 20.3639 | 0 | 0 | 0 | 0 | 0 | 0 | 0.173 | 0 | 20.364 | 20.364 | 0 | 0 | 0 | 0 | 0 | 0 | 0 | 0 | 0 | [74 empty] | 0 | 0
|  |  |  | 2.0751 | 20.7515 | 0 | 0 | 0 | 0 | 0 | 0 | 0.173 | 0 | 20.752 | 20.752 | 0 | 0 | 0 | 0 | 0 | 0 | 0 | 0 | 0 | [74 empty] | 0 | 0
|  |  |  | 2.0693 | 20.6928 | 0 | 0 | 0 | 0 | 0 | 0 | 0.173 | 0 | 20.693 | 20.693 | 0 | 0 | 0 | 0 | 0 | 0 | 0 | 0 | 0 | [74 empty] | 0 | 0
|  |  |  | 4.1013 | 41.0128 | 0 | 0 | 0 | 0 | 0 | 0 | 0.173 | 0 | 41.013 | 41.013 | 0 | 0 | 0 | 0 | 0 | 0 | 0 | 0 | 0 | [74 empty] | 0 | 0
|  |  |  | 7.1465 | 71.4647 | 0 | 0 | 0 | 0 | 0 | 0 | 0.173 | 0 | 71.465 | 69.458 | 0 | 2.007 | 0 | 0 | 2.007 | 0 | 0 | 0 | 0 | [74 empty] | 0 | 0
|  |  |  | 8.7538 | 87.5379 | 0 | 0 | 0 | 0 | 0 | 0 | 0.173 | 0 | 87.538 | 70.554 | 0 | 16.984 | 0 | 0 | 16.984 | 0 | 0 | 0 | 0 | [74 empty] | 10 | 0
|  |  |  | 8.9515 | 89.5154 | 0 | 0 | 0 | 0 | 0 | 0 | 0.173 | 0 | 89.515 | 48.233 | 0 | 41.283 | 0 | 0 | 41.283 | 0 | 0 | 0 | 0 | [74 empty] | 9 | 0
|  |  |  | 9.1992 | 91.9925 | 0 | 0 | 0 | 0 | 0 | 0 | 0.173 | 0 | 91.992 | 15.375 | 0 | 76.618 | 0 | 0 | 76.618 | 0 | 0 | 0 | 0 | [74 empty] | 8 | 0
|  |  |  | 9.3892 | 93.8924 | 0 | 0 | 0 | 0 | 0 | 0 | 0.173 | 0 | 93.892 | 3.955 | 0 | 89.938 | 0 | 0 | 89.938 | 0 | 0 | 0 | 0 | [74 empty] | 7 | 0
|  |  |  | 9.6281 | 96.2809 | 0 | 0 | 0 | 0 | 0 | 0 | 0.173 | 0 | 96.281 | 0 | 0 | 96.438 | 0 | 0.157 | 96.281 | 0 | 0 | 0 | 0 | [74 empty] | 6 | 0
|  |  |  | 9.9812 | 99.8121 | 0 | 0 | 0 | 0 | 0 | 0 | 0.173 | 0 | 99.812 | 14.237 | 0 | 85.575 | 0 | 0 | 85.575 | 0 | 0 | 0 | 0 | [74 empty] | 5 | 0
|  |  |  | 10.4457 | 104.457 | 0 | 0 | 0 | 0 | 0 | 0 | 0.173 | 0 | 104.457 | 15.014 | 0 | 89.443 | 0 | 0 | 89.443 | 0 | 0 | 0 | 0 | [74 empty] | 4 | 0
|  |  |  | 10.5157 | 105.157 | 0 | 0 | 0 | 0 | 0 | 0 | 0.173 | 0 | 105.157 | 38.543 | 0 | 66.613 | 0 | 0 | 66.613 | 0 | 0 | 0 | 0 | [74 empty] | 3 | 0
|  |  |  | 10.3985 | 103.985 | 0 | 0 | 0 | 0 | 0 | 0 | 0.173 | 0 | 103.985 | 55.359 | 0 | 48.626 | 0 | 0 | 48.626 | 0 | 0 | 0 | 0 | [74 empty] | 2 | 0
|  |  |  | 8.327 | 83.2705 | 0 | 0 | 0 | 0 | 0 | 0 | 0.173 | 0 | 83.271 | 70.169 | 0 | 13.102 | 0 | 0 | 13.102 | 0 | 0 | 0 | 0 | [74 empty] | 1 | 0
|  |  |  | 7.9399 | 79.3989 | 0 | 0 | 0 | 0 | 0 | 0 | 0.173 | 0 | 79.399 | 77.407 | 0 | 1.992 | 0 | 0 | 1.992 | 0 | 0 | 0 | 0 | [74 empty] | 0 | 0
|  |  |  | 7.7302 | 77.3022 | 0 | 0 | 0 | 0 | 0 | 0 | 0.173 | 0 | 77.302 | 77.302 | 0 | 0 | 0 | 0 | 0 | 0 | 0 | 0 | 0 | [74 empty] | 0 | 0
|  |  |  | 7.5313 | 75.3126 | 0 | 0 | 0 | 0 | 0 | 0 | 0.173 | 0 | 75.313 | 75.313 | 0 | 0 | 0 | 0 | 0 | 0 | 0 | 0 | 0 | [74 empty] | 0 | 0
|  |  |  | 2.0345 | 20.3452 | 0 | 0 | 0 | 0 | 0 | 0 | 0.173 | 0 | 20.345 | 20.345 | 0 | 0 | 0 | 0 | 0 | 0 | 0 | 0 | 0 | [74 empty] | 0 | 0
|  |  |  | 2.0353 | 20.3528 | 0 | 0 | 0 | 0 | 0 | 0 | 0.173 | 0 | 20.353 | 20.353 | 0 | 0 | 0 | 0 | 0 | 0 | 0 | 0 | 0 | [74 empty] | 0 | 0
|  |  |  | 2.0494 | 20.4943 | 0 | 0 | 0 | 0 | 0 | 0 | 0.173 | 0 | 20.494 | 20.494 | 0 | 0 | 0 | 0 | 0 | 0 | 0 | 0 | 0 | [74 empty] | 0 | 0
|  |  |  | 2.0356 | 20.3561 | 0 | 0 | 0 | 0 | 0 | 0 | 0.173 | 0 | 20.356 | 20.356 | 0 | 0 | 0 | 0 | 0 | 0 | 0 | 0 | 0 | [74 empty] | 0 | 0
|  |  |  | 2.0357 | 20.3573 | 0 | 0 | 0 | 0 | 0 | 0 | 0.173 | 0 | 20.357 | 20.357 | 0 | 0 | 0 | 0 | 0 | 0 | 0 | 0 | 0 | [74 empty] | 0 | 0
|  |  |  | 2.0358 | 20.3581 | 0 | 0 | 0 | 0 | 0 | 0 | 0.173 | 0 | 20.358 | 20.358 | 0 | 0 | 0 | 0 | 0 | 0 | 0 | 0 | 0 | [74 empty] | 0 | 0
|  |  |  | 2.0358 | 20.3575 | 0 | 0 | 0 | 0 | 0 | 0 | 0.173 | 0 | 20.357 | 20.357 | 0 | 0 | 0 | 0 | 0 | 0 | 0 | 0 | 0 | [74 empty] | 0 | 0
|  |  |  | 2.0434 | 20.4337 | 0 | 0 | 0 | 0 | 0 | 0 | 0.173 | 0 | 20.434 | 20.434 | 0 | 0 | 0 | 0 | 0 | 0 | 0 | 0 | 0 | [74 empty] | 0 | 0
|  |  |  | 2.0428 | 20.4279 | 0 | 0 | 0 | 0 | 0 | 0 | 0.173 | 0 | 20.428 | 20.428 | 0 | 0 | 0 | 0 | 0 | 0 | 0 | 0 | 0 | [74 empty] | 0 | 0
|  |  |  | 1.9864 | 19.8639 | 0 | 0 | 0 | 0 | 0 | 0 | 0.173 | 0 | 19.864 | 19.864 | 0 | 0 | 0 | 0 | 0 | 0 | 0 | 0 | 0 | [74 empty] | 0 | 0
|  |  |  | 1.7017 | 17.0166 | 0 | 0 | 0 | 0 | 0 | 0 | 0.173 | 0 | 17.017 | 17.017 | 0 | 0 | 0 | 0 | 0 | 0 | 0 | 0 | 0 | [74 empty] | 0 | 0
|  |  |  | 1.7019 | 17.0185 | 0 | 0 | 0 | 0 | 0 | 0 | 0.173 | 0 | 17.018 | 14.125 | 0 | 2.894 | 0 | 0 | 2.894 | 0 | 0 | 0 | 0 | [74 empty] | 11 | 0
|  |  |  | 1.7025 | 17.0247 | 0 | 0 | 0 | 0 | 0 | 0 | 0.173 | 0 | 17.025 | 14.785 | 0 | 2.239 | 0 | 0 | 2.239 | 0 | 0 | 0 | 0 | [74 empty] | 10 | 0
|  |  |  | 1.7027 | 17.0269 | 0 | 0 | 0 | 0 | 0 | 0 | 0.173 | 0 | 17.027 | 8.302 | 0 | 8.725 | 0 | 0 | 8.725 | 0 | 0 | 0 | 0 | [74 empty] | 9 | 0
|  |  |  | 1.7152 | 17.1518 | 0 | 0 | 0 | 0 | 0 | 0 | 0.173 | 0 | 17.152 | 0.153 | 0 | 16.999 | 0 | 0 | 16.999 | 0 | 0 | 0 | 0 | [74 empty] | 8 | 0
|  |  |  | 1.7025 | 17.0252 | 0 | 0 | 0 | 0 | 0 | 0 | 0.173 | 0 | 17.025 | 0 | 0 | 37.589 | 0 | 20.564 | 17.025 | 0 | 0 | 0 | 0 | [74 empty] | 7 | 0
|  |  |  | 1.7039 | 17.0392 | 0 | 0 | 0 | 0 | 0 | 0 | 0.173 | 0 | 17.039 | 0 | 0 | 23.702 | 0 | 6.663 | 17.039 | 0 | 0 | 0 | 0 | [74 empty] | 6 | 0
|  |  |  | 1.7045 | 17.0448 | 0 | 0 | 0 | 0 | 0 | 0 | 0.173 | 0 | 17.045 | 0 | 0 | 63.982 | 0 | 46.937 | 17.045 | 0 | 0 | 0 | 0 | [74 empty] | 5 | 0
|  |  |  | 1.7041 | 17.0409 | 0 | 0 | 0 | 0 | 0 | 0 | 0.173 | 0 | 17.041 | 0 | 0 | 35.83 | 0 | 18.789 | 17.041 | 0 | 0 | 0 | 0 | [74 empty] | 4 | 0
|  |  |  | 1.7006 | 17.0062 | 0 | 0 | 0 | 0 | 0 | 0 | 0.173 | 0 | 17.006 | 0 | 0 | 28.923 | 0 | 11.916 | 17.007 | 0 | 0 | 0 | 0 | [74 empty] | 3 | 0
|  |  |  | 1.7003 | 17.0026 | 0 | 0 | 0 | 0 | 0 | 0 | 0.173 | 0 | 17.003 | 0 | 0 | 27.788 | 0 | 10.786 | 17.002 | 0 | 0 | 0 | 0 | [74 empty] | 2 | 0
|  |  |  | 1.8694 | 18.6935 | 0 | 0 | 0 | 0 | 0 | 0 | 0.173 | 0 | 18.693 | 14.36 | 0 | 4.333 | 0 | 0 | 4.333 | 0 | 0 | 0 | 0 | [74 empty] | 1 | 0
|  |  |  | 2.0464 | 20.4642 | 0 | 0 | 0 | 0 | 0 | 0 | 0.173 | 0 | 20.464 | 20.464 | 0 | 0 | 0 | 0 | 0 | 0 | 0 | 0 | 0 | [74 empty] | 0 | 0
|  |  |  | 2.0458 | 20.4582 | 0 | 0 | 0 | 0 | 0 | 0 | 0.173 | 0 | 20.458 | 20.458 | 0 | 0 | 0 | 0 | 0 | 0 | 0 | 0 | 0 | [74 empty] | 0 | 0
|  |  |  | 2.0418 | 20.4178 | 0 | 0 | 0 | 0 | 0 | 0 | 0.173 | 0 | 20.418 | 20.418 | 0 | 0 | 0 | 0 | 0 | 0 | 0 | 0 | 0 | [74 empty] | 0 | 0
|  |  |  | 2.0357 | 20.3571 | 0 | 0 | 0 | 0 | 0 | 0 | 0.173 | 0 | 20.357 | 20.357 | 0 | 0 | 0 | 0 | 0 | 0 | 0 | 0 | 0 | [74 empty] | 0 | 0
|  |  |  | 2.0488 | 20.4875 | 0 | 0 | 0 | 0 | 0 | 0 | 0.173 | 0 | 20.487 | 20.487 | 0 | 0 | 0 | 0 | 0 | 0 | 0 | 0 | 0 | [74 empty] | 0 | 0
|  |  |  | 2.0356 | 20.3561 | 0 | 0 | 0 | 0 | 0 | 0 | 0.173 | 0 | 20.356 | 20.356 | 0 | 0 | 0 | 0 | 0 | 0 | 0 | 0 | 0 | [74 empty] | 0 | 0
|  |  |  | 2.0355 | 20.3548 | 0 | 0 | 0 | 0 | 0 | 0 | 0.173 | 0 | 20.355 | 20.355 | 0 | 0 | 0 | 0 | 0 | 0 | 0 | 0 | 0 | [74 empty] | 0 | 0
|  |  |  | 2.0353 | 20.3528 | 0 | 0 | 0 | 0 | 0 | 0 | 0.173 | 0 | 20.353 | 20.353 | 0 | 0 | 0 | 0 | 0 | 0 | 0 | 0 | 0 | [74 empty] | 0 | 0
|  |  |  | 2.0349 | 20.3494 | 0 | 0 | 0 | 0 | 0 | 0 | 0.173 | 0 | 20.349 | 20.349 | 0 | 0 | 0 | 0 | 0 | 0 | 0 | 0 | 0 | [74 empty] | 0 | 0
|  |  |  | 2.0423 | 20.4228 | 0 | 0 | 0 | 0 | 0 | 0 | 0.173 | 0 | 20.423 | 20.423 | 0 | 0 | 0 | 0 | 0 | 0 | 0 | 0 | 0 | [74 empty] | 0 | 0
|  |  |  | 2.0418 | 20.4178 | 0 | 0 | 0 | 0 | 0 | 0 | 0.173 | 0 | 20.418 | 20.418 | 0 | 0 | 0 | 0 | 0 | 0 | 0 | 0 | 0 | [74 empty] | 0 | 0
|  |  |  | 1.9852 | 19.8525 | 0 | 0 | 0 | 0 | 0 | 0 | 0.173 | 0 | 19.853 | 19.853 | 0 | 0 | 0 | 0 | 0 | 0 | 0 | 0 | 0 | [74 empty] | 0 | 0
|  |  |  | 1.7002 | 17.0023 | 0 | 0 | 0 | 0 | 0 | 0 | 0.173 | 0 | 17.002 | 12.276 | 0 | 4.726 | 0 | 0 | 4.726 | 0 | 0 | 0 | 0 | [74 empty] | 12 | 0
|  |  |  | 1.7007 | 17.0073 | 0 | 0 | 0 | 0 | 0 | 0 | 0.173 | 0 | 17.007 | 0 | 0 | 28.704 | 0 | 11.697 | 17.007 | 0 | 0 | 0 | 0 | [74 empty] | 11 | 0
|  |  |  | 1.7025 | 17.0246 | 0 | 0 | 0 | 0 | 0 | 0 | 0.173 | 0 | 17.025 | 0 | 0 | 54.762 | 0 | 37.738 | 17.024 | 0 | 0 | 0 | 0 | [74 empty] | 10 | 0
|  |  |  | 1.8276 | 18.2757 | 0 | 0 | 0 | 0 | 0 | 0 | 0.173 | 0 | 18.276 | 0 | 0 | 74.408 | 0 | 56.132 | 18.276 | 0 | 0 | 0 | 0 | [74 empty] | 9 | 0
|  |  |  | 3.0047 | 30.0474 | 0 | 0 | 0 | 0 | 0 | 0 | 0.173 | 0 | 30.047 | 0 | 0 | 86.986 | 0 | 56.938 | 30.048 | 0 | 0 | 0 | 0 | [74 empty] | 8 | 0
|  |  |  | 2.9674 | 29.6743 | 0 | 0 | 0 | 0 | 0 | 0 | 0.173 | 0 | 29.674 | 0 | 0 | 92.395 | 0 | 62.721 | 29.674 | 0 | 0 | 0 | 0 | [74 empty] | 7 | 0
|  |  |  | 3.3651 | 33.6506 | 0 | 0 | 0 | 0 | 0 | 0 | 0.173 | 0 | 33.651 | 0 | 0 | 91.581 | 0 | 57.93 | 33.651 | 0 | 0 | 0 | 0 | [74 empty] | 6 | 0
|  |  |  | 3.0718 | 30.7183 | 0 | 0 | 0 | 0 | 0 | 0 | 0.173 | 0 | 30.718 | 0 | 0 | 84.165 | 0 | 53.446 | 30.719 | 0 | 0 | 0 | 0 | [74 empty] | 5 | 0
|  |  |  | 3.2357 | 32.3567 | 0 | 0 | 0 | 0 | 0 | 0 | 0.173 | 0 | 32.357 | 0 | 0 | 70.612 | 0 | 38.256 | 32.356 | 0 | 0 | 0 | 0 | [74 empty] | 4 | 0
|  |  |  | 2.7203 | 27.2025 | 0 | 0 | 0 | 0 | 0 | 0 | 0.173 | 0 | 27.203 | 0 | 0 | 50.865 | 0 | 23.663 | 27.202 | 0 | 0 | 0 | 0 | [74 empty] | 3 | 0
|  |  |  | 2.6984 | 26.9838 | 0 | 0 | 0 | 0 | 0 | 0 | 0.173 | 0 | 26.984 | 1.58 | 0 | 25.404 | 0 | 0 | 25.404 | 0 | 0 | 0 | 0 | [74 empty] | 2 | 0
|  |  |  | 2.3547 | 23.547 | 0 | 0 | 0 | 0 | 0 | 0 | 0.173 | 0 | 23.547 | 19.97 | 0 | 3.577 | 0 | 0 | 3.577 | 0 | 0 | 0 | 0 | [74 empty] | 1 | 0
|  |  |  | 2.0466 | 20.4657 | 0 | 0 | 0 | 0 | 0 | 0 | 0.173 | 0 | 20.466 | 20.466 | 0 | 0 | 0 | 0 | 0 | 0 | 0 | 0 | 0 | [74 empty] | 0 | 0
|  |  |  | 2.046 | 20.4598 | 0 | 0 | 0 | 0 | 0 | 0 | 0.173 | 0 | 20.46 | 20.46 | 0 | 0 | 0 | 0 | 0 | 0 | 0 | 0 | 0 | [74 empty] | 0 | 0
|  |  |  | 2.0418 | 20.4177 | 0 | 0 | 0 | 0 | 0 | 0 | 0.173 | 0 | 20.418 | 20.418 | 0 | 0 | 0 | 0 | 0 | 0 | 0 | 0 | 0 | [74 empty] | 0 | 0
|  |  |  | 2.0356 | 20.3558 | 0 | 0 | 0 | 0 | 0 | 0 | 0.173 | 0 | 20.356 | 20.356 | 0 | 0 | 0 | 0 | 0 | 0 | 0 | 0 | 0 | [74 empty] | 0 | 0
|  |  |  | 2.0487 | 20.4874 | 0 | 0 | 0 | 0 | 0 | 0 | 0.173 | 0 | 20.487 | 20.487 | 0 | 0 | 0 | 0 | 0 | 0 | 0 | 0 | 0 | [74 empty] | 0 | 0
|  |  |  | 2.0357 | 20.3572 | 0 | 0 | 0 | 0 | 0 | 0 | 0.173 | 0 | 20.357 | 20.357 | 0 | 0 | 0 | 0 | 0 | 0 | 0 | 0 | 0 | [74 empty] | 0 | 0
|  |  |  | 2.0357 | 20.3571 | 0 | 0 | 0 | 0 | 0 | 0 | 0.173 | 0 | 20.357 | 20.357 | 0 | 0 | 0 | 0 | 0 | 0 | 0 | 0 | 0 | [74 empty] | 0 | 0
|  |  |  | 2.0357 | 20.3567 | 0 | 0 | 0 | 0 | 0 | 0 | 0.173 | 0 | 20.357 | 20.357 | 0 | 0 | 0 | 0 | 0 | 0 | 0 | 0 | 0 | [74 empty] | 0 | 0
|  |  |  | 2.0356 | 20.3562 | 0 | 0 | 0 | 0 | 0 | 0 | 0.173 | 0 | 20.356 | 20.356 | 0 | 0 | 0 | 0 | 0 | 0 | 0 | 0 | 0 | [74 empty] | 0 | 0
|  |  |  | 2.0434 | 20.4344 | 0 | 0 | 0 | 0 | 0 | 0 | 0.173 | 0 | 20.434 | 20.434 | 0 | 0 | 0 | 0 | 0 | 0 | 0 | 0 | 0 | [74 empty] | 0 | 0
|  |  |  | 2.0427 | 20.427 | 0 | 0 | 0 | 0 | 0 | 0 | 0.173 | 0 | 20.427 | 20.427 | 0 | 0 | 0 | 0 | 0 | 0 | 0 | 0 | 0 | [74 empty] | 0 | 0
|  |  |  | 4.059 | 40.5903 | 0 | 0 | 0 | 0 | 0 | 0 | 0.173 | 0 | 40.59 | 40.59 | 0 | 0 | 0 | 0 | 0 | 0 | 0 | 0 | 0 | [74 empty] | 0 | 0
|  |  |  | 7.2527 | 72.5269 | 0 | 0 | 0 | 0 | 0 | 0 | 0.173 | 0 | 72.527 | 68.295 | 0 | 4.232 | 0 | 0 | 4.232 | 0 | 0 | 0 | 0 | [74 empty] | 0 | 0
|  |  |  | 8.947 | 89.4697 | 0 | 0 | 0 | 0 | 0 | 0 | 0.173 | 0 | 89.47 | 62.394 | 0 | 27.076 | 0 | 0 | 27.076 | 0 | 0 | 0 | 0 | [74 empty] | 10 | 0
|  |  |  | 9.1819 | 91.8188 | 0 | 0 | 0 | 0 | 0 | 0 | 0.173 | 0 | 91.819 | 39.121 | 0 | 52.697 | 0 | 0 | 52.697 | 0 | 0 | 0 | 0 | [74 empty] | 9 | 0
|  |  |  | 9.2745 | 92.7449 | 0 | 0 | 0 | 0 | 0 | 0 | 0.173 | 0 | 92.745 | 22.729 | 0 | 70.016 | 0 | 0 | 70.016 | 0 | 0 | 0 | 0 | [74 empty] | 8 | 0
|  |  |  | 9.4379 | 94.3789 | 0 | 0 | 0 | 0 | 0 | 0 | 0.173 | 0 | 94.379 | 12.57 | 0 | 81.809 | 0 | 0 | 81.809 | 0 | 0 | 0 | 0 | [74 empty] | 7 | 0
|  |  |  | 10.0842 | 100.842 | 0 | 0 | 0 | 0 | 0 | 0 | 0.173 | 0 | 100.842 | 13.856 | 0 | 86.986 | 0 | 0 | 86.986 | 0 | 0 | 0 | 0 | [74 empty] | 6 | 0
|  |  |  | 10.1188 | 101.188 | 0 | 0 | 0 | 0 | 0 | 0 | 0.173 | 0 | 101.188 | 11.876 | 0 | 89.312 | 0 | 0 | 89.312 | 0 | 0 | 0 | 0 | [74 empty] | 5 | 0
|  |  |  | 10.0979 | 100.979 | 0 | 0 | 0 | 0 | 0 | 0 | 0.173 | 0 | 100.979 | 18.37 | 0 | 82.609 | 0 | 0 | 82.609 | 0 | 0 | 0 | 0 | [74 empty] | 4 | 0
|  |  |  | 10.0027 | 100.027 | 0 | 0 | 0 | 0 | 0 | 0 | 0.173 | 0 | 100.027 | 28.964 | 0 | 71.063 | 0 | 0 | 71.063 | 0 | 0 | 0 | 0 | [74 empty] | 3 | 0
|  |  |  | 9.8363 | 98.3626 | 0 | 0 | 0 | 0 | 0 | 0 | 0.173 | 0 | 98.363 | 47.774 | 0 | 50.589 | 0 | 0 | 50.589 | 0 | 0 | 0 | 0 | [74 empty] | 2 | 0
|  |  |  | 7.8197 | 78.1975 | 0 | 0 | 0 | 0 | 0 | 0 | 0.173 | 0 | 78.198 | 53.143 | 0 | 25.055 | 0 | 0 | 25.055 | 0 | 0 | 0 | 0 | [74 empty] | 1 | 0
|  |  |  | 7.4152 | 74.1522 | 0 | 0 | 0 | 0 | 0 | 0 | 0.173 | 0 | 74.152 | 70.88 | 0 | 3.272 | 0 | 0 | 3.272 | 0 | 0 | 0 | 0 | [74 empty] | 0 | 0
|  |  |  | 7.3686 | 73.6856 | 0 | 0 | 0 | 0 | 0 | 0 | 0.173 | 0 | 73.686 | 73.686 | 0 | 0 | 0 | 0 | 0 | 0 | 0 | 0 | 0 | [74 empty] | 0 | 0
|  |  |  | 7.2899 | 72.899 | 0 | 0 | 0 | 0 | 0 | 0 | 0.173 | 0 | 72.899 | 72.899 | 0 | 0 | 0 | 0 | 0 | 0 | 0 | 0 | 0 | [74 empty] | 0 | 0
|  |  |  | 2.0397 | 20.3967 | 0 | 0 | 0 | 0 | 0 | 0 | 0.173 | 0 | 20.397 | 20.397 | 0 | 0 | 0 | 0 | 0 | 0 | 0 | 0 | 0 | [74 empty] | 0 | 0
|  |  |  | 2.0352 | 20.3519 | 0 | 0 | 0 | 0 | 0 | 0 | 0.173 | 0 | 20.352 | 20.352 | 0 | 0 | 0 | 0 | 0 | 0 | 0 | 0 | 0 | [74 empty] | 0 | 0
|  |  |  | 2.0494 | 20.4936 | 0 | 0 | 0 | 0 | 0 | 0 | 0.173 | 0 | 20.494 | 20.494 | 0 | 0 | 0 | 0 | 0 | 0 | 0 | 0 | 0 | [74 empty] | 0 | 0
|  |  |  | 2.0355 | 20.355 | 0 | 0 | 0 | 0 | 0 | 0 | 0.173 | 0 | 20.355 | 20.355 | 0 | 0 | 0 | 0 | 0 | 0 | 0 | 0 | 0 | [74 empty] | 0 | 0
|  |  |  | 2.0354 | 20.3536 | 0 | 0 | 0 | 0 | 0 | 0 | 0.173 | 0 | 20.354 | 20.354 | 0 | 0 | 0 | 0 | 0 | 0 | 0 | 0 | 0 | [74 empty] | 0 | 0
|  |  |  | 2.0352 | 20.3517 | 0 | 0 | 0 | 0 | 0 | 0 | 0.173 | 0 | 20.352 | 20.352 | 0 | 0 | 0 | 0 | 0 | 0 | 0 | 0 | 0 | [74 empty] | 0 | 0
|  |  |  | 2.0348 | 20.3482 | 0 | 0 | 0 | 0 | 0 | 0 | 0.173 | 0 | 20.348 | 20.348 | 0 | 0 | 0 | 0 | 0 | 0 | 0 | 0 | 0 | [74 empty] | 0 | 0
|  |  |  | 2.0715 | 20.7147 | 0 | 0 | 0 | 0 | 0 | 0 | 0.173 | 0 | 20.715 | 20.715 | 0 | 0 | 0 | 0 | 0 | 0 | 0 | 0 | 0 | [74 empty] | 0 | 0
|  |  |  | 2.0655 | 20.6555 | 0 | 0 | 0 | 0 | 0 | 0 | 0.173 | 0 | 20.655 | 20.655 | 0 | 0 | 0 | 0 | 0 | 0 | 0 | 0 | 0 | [74 empty] | 0 | 0
|  |  |  | 3.5011 | 35.0107 | 0 | 0 | 0 | 0 | 0 | 0 | 0.173 | 0 | 35.011 | 35.011 | 0 | 0 | 0 | 0 | 0 | 0 | 0 | 0 | 0 | [74 empty] | 0 | 0
|  |  |  | 6.5835 | 65.8352 | 0 | 0 | 0 | 0 | 0 | 0 | 0.173 | 0 | 65.835 | 61.807 | 0 | 4.028 | 0 | 0 | 4.028 | 0 | 0 | 0 | 0 | [74 empty] | 0 | 0
|  |  |  | 8.3838 | 83.8383 | 0 | 0 | 0 | 0 | 0 | 0 | 0.173 | 0 | 83.838 | 56.414 | 0 | 27.425 | 0 | 0 | 27.425 | 0 | 0 | 0 | 0 | [74 empty] | 10 | 0
|  |  |  | 8.885 | 88.8503 | 0 | 0 | 0 | 0 | 0 | 0 | 0.173 | 0 | 88.85 | 34.495 | 0 | 54.355 | 0 | 0 | 54.355 | 0 | 0 | 0 | 0 | [74 empty] | 9 | 0
|  |  |  | 9.6396 | 96.3962 | 0 | 0 | 0 | 0 | 0 | 0 | 0.173 | 0 | 96.396 | 21.102 | 0 | 75.295 | 0 | 0 | 75.295 | 0 | 0 | 0 | 0 | [74 empty] | 8 | 0
|  |  |  | 10.2332 | 102.332 | 0 | 0 | 0 | 0 | 0 | 0 | 0.173 | 0 | 102.332 | 13.005 | 0 | 89.327 | 0 | 0 | 89.327 | 0 | 0 | 0 | 0 | [74 empty] | 7 | 0
|  |  |  | 10.663 | 106.63 | 0 | 0 | 0 | 0 | 0 | 0 | 0.173 | 0 | 106.63 | 8.927 | 0 | 97.703 | 0 | 0 | 97.703 | 0 | 0 | 0 | 0 | [74 empty] | 6 | 0
|  |  |  | 10.6673 | 106.673 | 0 | 0 | 0 | 0 | 0 | 0 | 0.173 | 0 | 106.673 | 9.29 | 0 | 97.383 | 0 | 0 | 97.383 | 0 | 0 | 0 | 0 | [74 empty] | 5 | 0
|  |  |  | 10.4954 | 104.954 | 0 | 0 | 0 | 0 | 0 | 0 | 0.173 | 0 | 104.954 | 14.013 | 0 | 90.941 | 0 | 0 | 90.941 | 0 | 0 | 0 | 0 | [74 empty] | 4 | 0
|  |  |  | 10.3004 | 103.004 | 0 | 0 | 0 | 0 | 0 | 0 | 0.173 | 0 | 103.004 | 25.718 | 0 | 77.287 | 0 | 0 | 77.287 | 0 | 0 | 0 | 0 | [74 empty] | 3 | 0
|  |  |  | 9.9839 | 99.839 | 0 | 0 | 0 | 0 | 0 | 0 | 0.173 | 0 | 99.839 | 45.033 | 0 | 54.806 | 0 | 0 | 54.806 | 0 | 0 | 0 | 0 | [74 empty] | 2 | 0
|  |  |  | 7.7691 | 77.6909 | 0 | 0 | 0 | 0 | 0 | 0 | 0.173 | 0 | 77.691 | 51.473 | 0 | 26.218 | 0 | 0 | 26.218 | 0 | 0 | 0 | 0 | [74 empty] | 1 | 0
|  |  |  | 7.3636 | 73.6362 | 0 | 0 | 0 | 0 | 0 | 0 | 0.173 | 0 | 73.636 | 70.524 | 0 | 3.112 | 0 | 0 | 3.112 | 0 | 0 | 0 | 0 | [74 empty] | 0 | 0
|  |  |  | 7.3042 | 73.0418 | 0 | 0 | 0 | 0 | 0 | 0 | 0.173 | 0 | 73.042 | 73.042 | 0 | 0 | 0 | 0 | 0 | 0 | 0 | 0 | 0 | [74 empty] | 0 | 0
|  |  |  | 7.2421 | 72.4211 | 0 | 0 | 0 | 0 | 0 | 0 | 0.173 | 0 | 72.421 | 72.421 | 0 | 0 | 0 | 0 | 0 | 0 | 0 | 0 | 0 | [74 empty] | 0 | 0
|  |  |  | 2.0345 | 20.3446 | 0 | 0 | 0 | 0 | 0 | 0 | 0.173 | 0 | 20.345 | 20.345 | 0 | 0 | 0 | 0 | 0 | 0 | 0 | 0 | 0 | [74 empty] | 0 | 0
|  |  |  | 2.0354 | 20.3538 | 0 | 0 | 0 | 0 | 0 | 0 | 0.173 | 0 | 20.354 | 20.354 | 0 | 0 | 0 | 0 | 0 | 0 | 0 | 0 | 0 | [74 empty] | 0 | 0
|  |  |  | 2.0494 | 20.4935 | 0 | 0 | 0 | 0 | 0 | 0 | 0.173 | 0 | 20.494 | 20.494 | 0 | 0 | 0 | 0 | 0 | 0 | 0 | 0 | 0 | [74 empty] | 0 | 0
|  |  |  | 2.0351 | 20.351 | 0 | 0 | 0 | 0 | 0 | 0 | 0.173 | 0 | 20.351 | 20.351 | 0 | 0 | 0 | 0 | 0 | 0 | 0 | 0 | 0 | [74 empty] | 0 | 0
|  |  |  | 2.0349 | 20.3486 | 0 | 0 | 0 | 0 | 0 | 0 | 0.173 | 0 | 20.349 | 20.349 | 0 | 0 | 0 | 0 | 0 | 0 | 0 | 0 | 0 | [74 empty] | 0 | 0
|  |  |  | 2.0347 | 20.3465 | 0 | 0 | 0 | 0 | 0 | 0 | 0.173 | 0 | 20.346 | 20.346 | 0 | 0 | 0 | 0 | 0 | 0 | 0 | 0 | 0 | [74 empty] | 0 | 0
|  |  |  | 2.0341 | 20.3413 | 0 | 0 | 0 | 0 | 0 | 0 | 0.173 | 0 | 20.341 | 20.341 | 0 | 0 | 0 | 0 | 0 | 0 | 0 | 0 | 0 | [74 empty] | 0 | 0
|  |  |  | 2.041 | 20.4105 | 0 | 0 | 0 | 0 | 0 | 0 | 0.173 | 0 | 20.411 | 20.411 | 0 | 0 | 0 | 0 | 0 | 0 | 0 | 0 | 0 | [74 empty] | 0 | 0
|  |  |  | 2.0403 | 20.4028 | 0 | 0 | 0 | 0 | 0 | 0 | 0.173 | 0 | 20.403 | 20.403 | 0 | 0 | 0 | 0 | 0 | 0 | 0 | 0 | 0 | [74 empty] | 0 | 0
|  |  |  | 3.4154 | 34.1538 | 0 | 0 | 0 | 0 | 0 | 0 | 0.173 | 0 | 34.154 | 34.154 | 0 | 0 | 0 | 0 | 0 | 0 | 0 | 0 | 0 | [74 empty] | 0 | 0
|  |  |  | 6.6061 | 66.061 | 0 | 0 | 0 | 0 | 0 | 0 | 0.173 | 0 | 66.061 | 61.989 | 0 | 4.072 | 0 | 0 | 4.072 | 0 | 0 | 0 | 0 | [74 empty] | 0 | 0
|  |  |  | 8.4024 | 84.0236 | 0 | 0 | 0 | 0 | 0 | 0 | 0.173 | 0 | 84.024 | 56.206 | 0 | 27.817 | 0 | 0 | 27.817 | 0 | 0 | 0 | 0 | [74 empty] | 10 | 0
|  |  |  | 9.1437 | 91.4366 | 0 | 0 | 0 | 0 | 0 | 0 | 0.173 | 0 | 91.437 | 36.514 | 0 | 54.922 | 0 | 0 | 54.922 | 0 | 0 | 0 | 0 | [74 empty] | 9 | 0
|  |  |  | 10.036 | 100.36 | 0 | 0 | 0 | 0 | 0 | 0 | 0.173 | 0 | 100.36 | 24.789 | 0 | 75.571 | 0 | 0 | 75.571 | 0 | 0 | 0 | 0 | [74 empty] | 8 | 0
|  |  |  | 10.4118 | 104.118 | 0 | 0 | 0 | 0 | 0 | 0 | 0.173 | 0 | 104.118 | 15.474 | 0 | 88.643 | 0 | 0 | 88.643 | 0 | 0 | 0 | 0 | [74 empty] | 7 | 0
|  |  |  | 10.8185 | 108.185 | 0 | 0 | 0 | 0 | 0 | 0 | 0.173 | 0 | 108.185 | 11.355 | 0 | 96.83 | 0 | 0 | 96.83 | 0 | 0 | 0 | 0 | [74 empty] | 6 | 0
|  |  |  | 11.4454 | 114.454 | 0 | 0 | 0 | 0 | 0 | 0 | 0.173 | 0 | 114.454 | 18.715 | 0 | 95.74 | 0 | 0 | 95.74 | 0 | 0 | 0 | 0 | [74 empty] | 5 | 0
|  |  |  | 11.4709 | 114.709 | 0 | 0 | 0 | 0 | 0 | 0 | 0.173 | 0 | 114.709 | 25.062 | 0 | 89.647 | 0 | 0 | 89.647 | 0 | 0 | 0 | 0 | [74 empty] | 4 | 0
|  |  |  | 11.3115 | 113.115 | 0 | 0 | 0 | 0 | 0 | 0 | 0.173 | 0 | 113.115 | 38.199 | 0 | 74.917 | 0 | 0 | 74.917 | 0 | 0 | 0 | 0 | [74 empty] | 3 | 0
|  |  |  | 11.068 | 110.68 | 0 | 0 | 0 | 0 | 0 | 0 | 0.173 | 0 | 110.68 | 58.622 | 0 | 52.058 | 0 | 0 | 52.058 | 0 | 0 | 0 | 0 | [74 empty] | 2 | 0
|  |  |  | 8.8399 | 88.3989 | 0 | 0 | 0 | 0 | 0 | 0 | 0.173 | 0 | 88.399 | 64.159 | 0 | 24.24 | 0 | 0 | 24.24 | 0 | 0 | 0 | 0 | [74 empty] | 1 | 0
|  |  |  | 8.3034 | 83.0338 | 0 | 0 | 0 | 0 | 0 | 0 | 0.173 | 0 | 83.034 | 80.896 | 0 | 2.138 | 0 | 0 | 2.138 | 0 | 0 | 0 | 0 | [74 empty] | 0 | 0
|  |  |  | 8.254 | 82.5405 | 0 | 0 | 0 | 0 | 0 | 0 | 0.173 | 0 | 82.54 | 82.54 | 0 | 0 | 0 | 0 | 0 | 0 | 0 | 0 | 0 | [74 empty] | 0 | 0
|  |  |  | 8.0568 | 80.5682 | 0 | 0 | 0 | 0 | 0 | 0 | 0.173 | 0 | 80.568 | 80.568 | 0 | 0 | 0 | 0 | 0 | 0 | 0 | 0 | 0 | [74 empty] | 0 | 0
|  |  |  | 2.0412 | 20.4125 | 0 | 0 | 0 | 0 | 0 | 0 | 0.173 | 0 | 20.412 | 20.412 | 0 | 0 | 0 | 0 | 0 | 0 | 0 | 0 | 0 | [74 empty] | 0 | 0
|  |  |  | 2.0361 | 20.3612 | 0 | 0 | 0 | 0 | 0 | 0 | 0.173 | 0 | 20.361 | 20.361 | 0 | 0 | 0 | 0 | 0 | 0 | 0 | 0 | 0 | [74 empty] | 0 | 0
|  |  |  | 2.0499 | 20.4993 | 0 | 0 | 0 | 0 | 0 | 0 | 0.173 | 0 | 20.499 | 20.499 | 0 | 0 | 0 | 0 | 0 | 0 | 0 | 0 | 0 | [74 empty] | 0 | 0
|  |  |  | 2.0359 | 20.3586 | 0 | 0 | 0 | 0 | 0 | 0 | 0.173 | 0 | 20.359 | 20.359 | 0 | 0 | 0 | 0 | 0 | 0 | 0 | 0 | 0 | [74 empty] | 0 | 0
|  |  |  | 2.0356 | 20.3556 | 0 | 0 | 0 | 0 | 0 | 0 | 0.173 | 0 | 20.356 | 20.356 | 0 | 0 | 0 | 0 | 0 | 0 | 0 | 0 | 0 | [74 empty] | 0 | 0
|  |  |  | 2.0352 | 20.3521 | 0 | 0 | 0 | 0 | 0 | 0 | 0.173 | 0 | 20.352 | 20.352 | 0 | 0 | 0 | 0 | 0 | 0 | 0 | 0 | 0 | [74 empty] | 0 | 0
|  |  |  | 2.035 | 20.3499 | 0 | 0 | 0 | 0 | 0 | 0 | 0.173 | 0 | 20.35 | 20.35 | 0 | 0 | 0 | 0 | 0 | 0 | 0 | 0 | 0 | [74 empty] | 0 | 0
|  |  |  | 2.0424 | 20.424 | 0 | 0 | 0 | 0 | 0 | 0 | 0.173 | 0 | 20.424 | 20.424 | 0 | 0 | 0 | 0 | 0 | 0 | 0 | 0 | 0 | [74 empty] | 0 | 0
|  |  |  | 2.041 | 20.41 | 0 | 0 | 0 | 0 | 0 | 0 | 0.173 | 0 | 20.41 | 20.41 | 0 | 0 | 0 | 0 | 0 | 0 | 0 | 0 | 0 | [74 empty] | 0 | 0
|  |  |  | 3.4987 | 34.9871 | 0 | 0 | 0 | 0 | 0 | 0 | 0.173 | 0 | 34.987 | 34.987 | 0 | 0 | 0 | 0 | 0 | 0 | 0 | 0 | 0 | [74 empty] | 0 | 0
|  |  |  | 6.6297 | 66.2969 | 0 | 0 | 0 | 0 | 0 | 0 | 0.173 | 0 | 66.297 | 62.647 | 0 | 3.65 | 0 | 0 | 3.65 | 0 | 0 | 0 | 0 | [74 empty] | 0 | 0
|  |  |  | 8.2935 | 82.9353 | 0 | 0 | 0 | 0 | 0 | 0 | 0.173 | 0 | 82.935 | 56.557 | 0 | 26.378 | 0 | 0 | 26.378 | 0 | 0 | 0 | 0 | [74 empty] | 10 | 0
|  |  |  | 9.5077 | 95.0769 | 0 | 0 | 0 | 0 | 0 | 0 | 0.173 | 0 | 95.077 | 42.438 | 0 | 52.639 | 0 | 0 | 52.639 | 0 | 0 | 0 | 0 | [74 empty] | 9 | 0
|  |  |  | 11.4644 | 114.644 | 0 | 0 | 0 | 0 | 0 | 0 | 0.173 | 0 | 114.644 | 41.923 | 0 | 72.721 | 0 | 0 | 72.721 | 0 | 0 | 0 | 0 | [74 empty] | 8 | 0
|  |  |  | 13.0776 | 130.776 | 0 | 0 | 0 | 0 | 0 | 0 | 0.173 | 0 | 130.776 | 44.823 | 0 | 85.953 | 0 | 0 | 85.953 | 0 | 0 | 0 | 0 | [74 empty] | 7 | 0
|  |  |  | 13.5992 | 135.992 | 0 | 0 | 0 | 0 | 0 | 0 | 0.173 | 0 | 135.992 | 44.513 | 0 | 91.479 | 0 | 0 | 91.479 | 0 | 0 | 0 | 0 | [74 empty] | 6 | 0
|  |  |  | 13.5345 | 135.345 | 0 | 0 | 0 | 0 | 0 | 0 | 0.173 | 0 | 135.345 | 44.928 | 0 | 90.418 | 0 | 0 | 90.418 | 0 | 0 | 0 | 0 | [74 empty] | 5 | 0
|  |  |  | 13.7971 | 137.971 | 0 | 0 | 0 | 0 | 0 | 0 | 0.173 | 0 | 137.971 | 54.286 | 0 | 83.685 | 0 | 0 | 83.685 | 0 | 0 | 0 | 0 | [74 empty] | 4 | 0
|  |  |  | 13.6916 | 136.916 | 0 | 0 | 0 | 0 | 0 | 0 | 0.173 | 0 | 136.916 | 67.409 | 0 | 69.507 | 0 | 0 | 69.507 | 0 | 0 | 0 | 0 | [74 empty] | 3 | 0
|  |  |  | 13.2768 | 132.768 | 0 | 0 | 0 | 0 | 0 | 0 | 0.173 | 0 | 132.768 | 83.226 | 0 | 49.542 | 0 | 0 | 49.542 | 0 | 0 | 0 | 0 | [74 empty] | 2 | 0
|  |  |  | 10.4907 | 104.907 | 0 | 0 | 0 | 0 | 0 | 0 | 0.173 | 0 | 104.907 | 81.772 | 0 | 23.135 | 0 | 0 | 23.135 | 0 | 0 | 0 | 0 | [74 empty] | 1 | 0
|  |  |  | 9.4986 | 94.9858 | 0 | 0 | 0 | 0 | 0 | 0 | 0.173 | 0 | 94.986 | 93.008 | 0 | 1.978 | 0 | 0 | 1.978 | 0 | 0 | 0 | 0 | [74 empty] | 0 | 0
|  |  |  | 8.8735 | 88.7348 | 0 | 0 | 0 | 0 | 0 | 0 | 0.173 | 0 | 88.735 | 88.735 | 0 | 0 | 0 | 0 | 0 | 0 | 0 | 0 | 0 | [74 empty] | 0 | 0
|  |  |  | 8.5195 | 85.1948 | 0 | 0 | 0 | 0 | 0 | 0 | 0.173 | 0 | 85.195 | 85.195 | 0 | 0 | 0 | 0 | 0 | 0 | 0 | 0 | 0 | [74 empty] | 0 | 0
|  |  |  | 2.0418 | 20.4183 | 0 | 0 | 0 | 0 | 0 | 0 | 0.173 | 0 | 20.418 | 20.418 | 0 | 0 | 0 | 0 | 0 | 0 | 0 | 0 | 0 | [74 empty] | 0 | 0
|  |  |  | 2.0368 | 20.3678 | 0 | 0 | 0 | 0 | 0 | 0 | 0.173 | 0 | 20.368 | 20.368 | 0 | 0 | 0 | 0 | 0 | 0 | 0 | 0 | 0 | [74 empty] | 0 | 0
|  |  |  | 2.0509 | 20.5089 | 0 | 0 | 0 | 0 | 0 | 0 | 0.173 | 0 | 20.509 | 20.509 | 0 | 0 | 0 | 0 | 0 | 0 | 0 | 0 | 0 | [74 empty] | 0 | 0
|  |  |  | 2.0372 | 20.3721 | 0 | 0 | 0 | 0 | 0 | 0 | 0.173 | 0 | 20.372 | 20.372 | 0 | 0 | 0 | 0 | 0 | 0 | 0 | 0 | 0 | [74 empty] | 0 | 0
|  |  |  | 2.037 | 20.3704 | 0 | 0 | 0 | 0 | 0 | 0 | 0.173 | 0 | 20.37 | 20.37 | 0 | 0 | 0 | 0 | 0 | 0 | 0 | 0 | 0 | [74 empty] | 0 | 0
|  |  |  | 2.0367 | 20.367 | 0 | 0 | 0 | 0 | 0 | 0 | 0.173 | 0 | 20.367 | 20.367 | 0 | 0 | 0 | 0 | 0 | 0 | 0 | 0 | 0 | [74 empty] | 0 | 0
|  |  |  | 2.0364 | 20.3635 | 0 | 0 | 0 | 0 | 0 | 0 | 0.173 | 0 | 20.364 | 20.364 | 0 | 0 | 0 | 0 | 0 | 0 | 0 | 0 | 0 | [74 empty] | 0 | 0
|  |  |  | 2.0741 | 20.7414 | 0 | 0 | 0 | 0 | 0 | 0 | 0.173 | 0 | 20.741 | 20.741 | 0 | 0 | 0 | 0 | 0 | 0 | 0 | 0 | 0 | [74 empty] | 0 | 0
|  |  |  | 2.068 | 20.6803 | 0 | 0 | 0 | 0 | 0 | 0 | 0.173 | 0 | 20.68 | 20.68 | 0 | 0 | 0 | 0 | 0 | 0 | 0 | 0 | 0 | [74 empty] | 0 | 0
|  |  |  | 4.1234 | 41.2339 | 0 | 0 | 0 | 0 | 0 | 0 | 0.173 | 0 | 41.234 | 41.234 | 0 | 0 | 0 | 0 | 0 | 0 | 0 | 0 | 0 | [74 empty] | 0 | 0
|  |  |  | 7.2612 | 72.6124 | 0 | 0 | 0 | 0 | 0 | 0 | 0.173 | 0 | 72.612 | 69.355 | 0 | 3.257 | 0 | 0 | 3.257 | 0 | 0 | 0 | 0 | [74 empty] | 0 | 0
|  |  |  | 9.0443 | 90.4434 | 0 | 0 | 0 | 0 | 0 | 0 | 0.173 | 0 | 90.443 | 64.458 | 0 | 25.985 | 0 | 0 | 25.985 | 0 | 0 | 0 | 0 | [74 empty] | 10 | 0
|  |  |  | 9.3471 | 93.4714 | 0 | 0 | 0 | 0 | 0 | 0 | 0.173 | 0 | 93.471 | 41.312 | 0 | 52.159 | 0 | 0 | 52.159 | 0 | 0 | 0 | 0 | [74 empty] | 9 | 0
|  |  |  | 9.7891 | 97.8909 | 0 | 0 | 0 | 0 | 0 | 0 | 0.173 | 0 | 97.891 | 25.81 | 0 | 72.081 | 0 | 0 | 72.081 | 0 | 0 | 0 | 0 | [74 empty] | 8 | 0
|  |  |  | 10.8374 | 108.374 | 0 | 0 | 0 | 0 | 0 | 0 | 0.173 | 0 | 108.374 | 23.307 | 0 | 85.066 | 0 | 0 | 85.066 | 0 | 0 | 0 | 0 | [74 empty] | 7 | 0
|  |  |  | 11.7247 | 117.247 | 0 | 0 | 0 | 0 | 0 | 0 | 0.173 | 0 | 117.247 | 26.336 | 0 | 90.912 | 0 | 0 | 90.912 | 0 | 0 | 0 | 0 | [74 empty] | 6 | 0
|  |  |  | 11.8554 | 118.554 | 0 | 0 | 0 | 0 | 0 | 0 | 0.173 | 0 | 118.554 | 28.442 | 0 | 90.112 | 0 | 0 | 90.112 | 0 | 0 | 0 | 0 | [74 empty] | 5 | 0
|  |  |  | 12.043 | 120.43 | 0 | 0 | 0 | 0 | 0 | 0 | 0.173 | 0 | 120.43 | 40.759 | 0 | 79.672 | 0 | 0 | 79.672 | 0 | 0 | 0 | 0 | [74 empty] | 4 | 0
|  |  |  | 11.9836 | 119.836 | 0 | 0 | 0 | 0 | 0 | 0 | 0.173 | 0 | 119.836 | 53.281 | 0 | 66.555 | 0 | 0 | 66.555 | 0 | 0 | 0 | 0 | [74 empty] | 3 | 0
|  |  |  | 11.5062 | 115.062 | 0 | 0 | 0 | 0 | 0 | 0 | 0.173 | 0 | 115.062 | 68.079 | 0 | 46.983 | 0 | 0 | 46.983 | 0 | 0 | 0 | 0 | [74 empty] | 2 | 0
|  |  |  | 8.8567 | 88.5668 | 0 | 0 | 0 | 0 | 0 | 0 | 0.173 | 0 | 88.567 | 66.319 | 0 | 22.248 | 0 | 0 | 22.248 | 0 | 0 | 0 | 0 | [74 empty] | 1 | 0
|  |  |  | 8.4869 | 84.8692 | 0 | 0 | 0 | 0 | 0 | 0 | 0.173 | 0 | 84.869 | 83.139 | 0 | 1.73 | 0 | 0 | 1.73 | 0 | 0 | 0 | 0 | [74 empty] | 0 | 0
|  |  |  | 8.4498 | 84.498 | 0 | 0 | 0 | 0 | 0 | 0 | 0.173 | 0 | 84.498 | 84.498 | 0 | 0 | 0 | 0 | 0 | 0 | 0 | 0 | 0 | [74 empty] | 0 | 0
|  |  |  | 8.2987 | 82.9866 | 0 | 0 | 0 | 0 | 0 | 0 | 0.173 | 0 | 82.987 | 82.987 | 0 | 0 | 0 | 0 | 0 | 0 | 0 | 0 | 0 | [74 empty] | 0 | 0
|  |  |  | 2.0357 | 20.3574 | 0 | 0 | 0 | 0 | 0 | 0 | 0.173 | 0 | 20.357 | 20.357 | 0 | 0 | 0 | 0 | 0 | 0 | 0 | 0 | 0 | [74 empty] | 0 | 0
|  |  |  | 2.0364 | 20.3639 | 0 | 0 | 0 | 0 | 0 | 0 | 0.173 | 0 | 20.364 | 20.364 | 0 | 0 | 0 | 0 | 0 | 0 | 0 | 0 | 0 | [74 empty] | 0 | 0
|  |  |  | 2.0502 | 20.5022 | 0 | 0 | 0 | 0 | 0 | 0 | 0.173 | 0 | 20.502 | 20.502 | 0 | 0 | 0 | 0 | 0 | 0 | 0 | 0 | 0 | [74 empty] | 0 | 0
|  |  |  | 2.0366 | 20.3656 | 0 | 0 | 0 | 0 | 0 | 0 | 0.173 | 0 | 20.366 | 20.366 | 0 | 0 | 0 | 0 | 0 | 0 | 0 | 0 | 0 | [74 empty] | 0 | 0
|  |  |  | 2.0365 | 20.365 | 0 | 0 | 0 | 0 | 0 | 0 | 0.173 | 0 | 20.365 | 20.365 | 0 | 0 | 0 | 0 | 0 | 0 | 0 | 0 | 0 | [74 empty] | 0 | 0
|  |  |  | 2.0364 | 20.3643 | 0 | 0 | 0 | 0 | 0 | 0 | 0.173 | 0 | 20.364 | 20.364 | 0 | 0 | 0 | 0 | 0 | 0 | 0 | 0 | 0 | [74 empty] | 0 | 0
|  |  |  | 2.0362 | 20.3621 | 0 | 0 | 0 | 0 | 0 | 0 | 0.173 | 0 | 20.362 | 20.362 | 0 | 0 | 0 | 0 | 0 | 0 | 0 | 0 | 0 | [74 empty] | 0 | 0
|  |  |  | 2.0438 | 20.4379 | 0 | 0 | 0 | 0 | 0 | 0 | 0.173 | 0 | 20.438 | 20.438 | 0 | 0 | 0 | 0 | 0 | 0 | 0 | 0 | 0 | [74 empty] | 0 | 0
|  |  |  | 2.043 | 20.4297 | 0 | 0 | 0 | 0 | 0 | 0 | 0.173 | 0 | 20.43 | 20.43 | 0 | 0 | 0 | 0 | 0 | 0 | 0 | 0 | 0 | [74 empty] | 0 | 0
|  |  |  | 1.9862 | 19.8622 | 0 | 0 | 0 | 0 | 0 | 0 | 0.173 | 0 | 19.862 | 19.862 | 0 | 0 | 0 | 0 | 0 | 0 | 0 | 0 | 0 | [74 empty] | 0 | 0
|  |  |  | 1.7016 | 17.0159 | 0 | 0 | 0 | 0 | 0 | 0 | 0.173 | 0 | 17.016 | 13.599 | 0 | 3.417 | 0 | 0 | 3.417 | 0 | 0 | 0 | 0 | [74 empty] | 11 | 0
|  |  |  | 1.7029 | 17.0295 | 0 | 0 | 0 | 0 | 0 | 0 | 0.173 | 0 | 17.029 | 0 | 0 | 25.898 | 0 | 8.868 | 17.03 | 0 | 0 | 0 | 0 | [74 empty] | 10 | 0
|  |  |  | 1.7046 | 17.046 | 0 | 0 | 0 | 0 | 0 | 0 | 0.173 | 0 | 17.046 | 0 | 0 | 51.505 | 0 | 34.459 | 17.046 | 0 | 0 | 0 | 0 | [74 empty] | 9 | 0
|  |  |  | 2.8131 | 28.1312 | 0 | 0 | 0 | 0 | 0 | 0 | 0.173 | 0 | 28.131 | 0 | 0 | 70.496 | 0 | 42.365 | 28.131 | 0 | 0 | 0 | 0 | [74 empty] | 8 | 0
|  |  |  | 3.3051 | 33.0512 | 0 | 0 | 0 | 0 | 0 | 0 | 0.173 | 0 | 33.051 | 0 | 0 | 82.187 | 0 | 49.136 | 33.051 | 0 | 0 | 0 | 0 | [74 empty] | 7 | 0
|  |  |  | 3.4036 | 34.0361 | 0 | 0 | 0 | 0 | 0 | 0 | 0.173 | 0 | 34.036 | 0 | 0 | 90.679 | 0 | 56.643 | 34.036 | 0 | 0 | 0 | 0 | [74 empty] | 6 | 0
|  |  |  | 3.5846 | 35.8459 | 0 | 0 | 0 | 0 | 0 | 0 | 0.173 | 0 | 35.846 | 0 | 0 | 90.083 | 0 | 54.237 | 35.846 | 0 | 0 | 0 | 0 | [74 empty] | 5 | 0
|  |  |  | 3.477 | 34.7696 | 0 | 0 | 0 | 0 | 0 | 0 | 0.173 | 0 | 34.77 | 0 | 0 | 84.354 | 0 | 49.584 | 34.77 | 0 | 0 | 0 | 0 | [74 empty] | 4 | 0
|  |  |  | 3.5249 | 35.2487 | 0 | 0 | 0 | 0 | 0 | 0 | 0.173 | 0 | 35.249 | 0 | 0 | 70.38 | 0 | 35.131 | 35.249 | 0 | 0 | 0 | 0 | [74 empty] | 3 | 0
|  |  |  | 3.2126 | 32.1262 | 0 | 0 | 0 | 0 | 0 | 0 | 0.173 | 0 | 32.126 | 0 | 0 | 48.931 | 0 | 16.805 | 32.126 | 0 | 0 | 0 | 0 | [74 empty] | 2 | 0
|  |  |  | 2.7927 | 27.9273 | 0 | 0 | 0 | 0 | 0 | 0 | 0.173 | 0 | 27.927 | 5.287 | 0 | 22.641 | 0 | 0 | 22.641 | 0 | 0 | 0 | 0 | [74 empty] | 1 | 0
|  |  |  | 2.0393 | 20.3931 | 0 | 0 | 0 | 0 | 0 | 0 | 0.173 | 0 | 20.393 | 18.619 | 0 | 1.774 | 0 | 0 | 1.774 | 0 | 0 | 0 | 0 | [74 empty] | 0 | 0
|  |  |  | 2.0468 | 20.4679 | 0 | 0 | 0 | 0 | 0 | 0 | 0.173 | 0 | 20.468 | 20.468 | 0 | 0 | 0 | 0 | 0 | 0 | 0 | 0 | 0 | [74 empty] | 0 | 0
|  |  |  | 2.0463 | 20.4632 | 0 | 0 | 0 | 0 | 0 | 0 | 0.173 | 0 | 20.463 | 20.463 | 0 | 0 | 0 | 0 | 0 | 0 | 0 | 0 | 0 | [74 empty] | 0 | 0
|  |  |  | 2.0423 | 20.4227 | 0 | 0 | 0 | 0 | 0 | 0 | 0.173 | 0 | 20.423 | 20.423 | 0 | 0 | 0 | 0 | 0 | 0 | 0 | 0 | 0 | [74 empty] | 0 | 0
|  |  |  | 2.0362 | 20.3618 | 0 | 0 | 0 | 0 | 0 | 0 | 0.173 | 0 | 20.362 | 20.362 | 0 | 0 | 0 | 0 | 0 | 0 | 0 | 0 | 0 | [74 empty] | 0 | 0
|  |  |  | 2.049 | 20.4896 | 0 | 0 | 0 | 0 | 0 | 0 | 0.173 | 0 | 20.49 | 20.49 | 0 | 0 | 0 | 0 | 0 | 0 | 0 | 0 | 0 | [74 empty] | 0 | 0
|  |  |  | 2.0358 | 20.3577 | 0 | 0 | 0 | 0 | 0 | 0 | 0.173 | 0 | 20.358 | 20.358 | 0 | 0 | 0 | 0 | 0 | 0 | 0 | 0 | 0 | [74 empty] | 0 | 0
|  |  |  | 2.0355 | 20.3553 | 0 | 0 | 0 | 0 | 0 | 0 | 0.173 | 0 | 20.355 | 20.355 | 0 | 0 | 0 | 0 | 0 | 0 | 0 | 0 | 0 | [74 empty] | 0 | 0
|  |  |  | 2.035 | 20.35 | 0 | 0 | 0 | 0 | 0 | 0 | 0.173 | 0 | 20.35 | 20.35 | 0 | 0 | 0 | 0 | 0 | 0 | 0 | 0 | 0 | [74 empty] | 0 | 0
|  |  |  | 2.0347 | 20.3468 | 0 | 0 | 0 | 0 | 0 | 0 | 0.173 | 0 | 20.347 | 20.347 | 0 | 0 | 0 | 0 | 0 | 0 | 0 | 0 | 0 | [74 empty] | 0 | 0
|  |  |  | 2.0419 | 20.4194 | 0 | 0 | 0 | 0 | 0 | 0 | 0.173 | 0 | 20.419 | 20.419 | 0 | 0 | 0 | 0 | 0 | 0 | 0 | 0 | 0 | [74 empty] | 0 | 0
|  |  |  | 2.0406 | 20.4062 | 0 | 0 | 0 | 0 | 0 | 0 | 0.173 | 0 | 20.406 | 20.406 | 0 | 0 | 0 | 0 | 0 | 0 | 0 | 0 | 0 | [74 empty] | 0 | 0
|  |  |  | 1.9845 | 19.8446 | 0 | 0 | 0 | 0 | 0 | 0 | 0.173 | 0 | 19.845 | 19.845 | 0 | 0 | 0 | 0 | 0 | 0 | 0 | 0 | 0 | [74 empty] | 0 | 0
|  |  |  | 1.7 | 16.9998 | 0 | 0 | 0 | 0 | 0 | 0 | 0.173 | 0 | 17 | 13.815 | 0 | 3.185 | 0 | 0 | 3.185 | 0 | 0 | 0 | 0 | [74 empty] | 1 | 0
|  |  |  | 1.7002 | 17.0022 | 0 | 0 | 0 | 0 | 0 | 0 | 0.173 | 0 | 17.002 | 16.77 | 0 | 0.233 | 0 | 0 | 0.233 | 0 | 0 | 0 | 0 | [74 empty] | 0 | 0
|  |  |  | 1.702 | 17.0202 | 0 | 0 | 0 | 0 | 0 | 0 | 0.173 | 0 | 17.02 | 8.921 | 0 | 8.099 | 0 | 0 | 8.099 | 0 | 0 | 0 | 0 | [74 empty] | 9 | 0
|  |  |  | 2.5199 | 25.1993 | 0 | 0 | 0 | 0 | 0 | 0 | 0.173 | 0 | 25.199 | 6.398 | 0 | 18.802 | 0 | 0 | 18.802 | 0 | 0 | 0 | 0 | [74 empty] | 8 | 0
|  |  |  | 3.4851 | 34.851 | 0 | 0 | 0 | 0 | 0 | 0 | 0.173 | 0 | 34.851 | 0 | 0 | 35.728 | 0 | 0.877 | 34.851 | 0 | 0 | 0 | 0 | [74 empty] | 7 | 0
|  |  |  | 3.2339 | 32.3394 | 0 | 0 | 0 | 0 | 0 | 0 | 0.173 | 0 | 32.339 | 0 | 0 | 69.725 | 0 | 37.386 | 32.339 | 0 | 0 | 0 | 0 | [74 empty] | 6 | 0
|  |  |  | 3.4577 | 34.5771 | 0 | 0 | 0 | 0 | 0 | 0 | 0.173 | 0 | 34.577 | 0 | 0 | 91.174 | 0 | 56.597 | 34.577 | 0 | 0 | 0 | 0 | [74 empty] | 5 | 0
|  |  |  | 2.9386 | 29.386 | 0 | 0 | 0 | 0 | 0 | 0 | 0.173 | 0 | 29.386 | 0 | 0 | 83.132 | 0 | 53.746 | 29.386 | 0 | 0 | 0 | 0 | [74 empty] | 4 | 0
|  |  |  | 3.1076 | 31.0764 | 0 | 0 | 0 | 0 | 0 | 0 | 0.173 | 0 | 31.076 | 0 | 0 | 70.234 | 0 | 39.158 | 31.076 | 0 | 0 | 0 | 0 | [74 empty] | 3 | 0
|  |  |  | 2.7076 | 27.0764 | 0 | 0 | 0 | 0 | 0 | 0 | 0.173 | 0 | 27.076 | 0 | 0 | 48.568 | 0 | 21.491 | 27.077 | 0 | 0 | 0 | 0 | [74 empty] | 2 | 0
|  |  |  | 1.9773 | 19.7729 | 0 | 0 | 0 | 0 | 0 | 0 | 0.173 | 0 | 19.773 | 0 | 0 | 21.899 | 0 | 2.126 | 19.773 | 0 | 0 | 0 | 0 | [74 empty] | 1 | 0
|  |  |  | 1.9249 | 19.249 | 0 | 0 | 0 | 0 | 0 | 0 | 0.173 | 0 | 19.249 | 17.955 | 0 | 1.294 | 0 | 0 | 1.294 | 0 | 0 | 0 | 0 | [74 empty] | 0 | 0
|  |  |  | 2.0454 | 20.4539 | 0 | 0 | 0 | 0 | 0 | 0 | 0.173 | 0 | 20.454 | 20.454 | 0 | 0 | 0 | 0 | 0 | 0 | 0 | 0 | 0 | [74 empty] | 0 | 0
|  |  |  | 2.0446 | 20.4458 | 0 | 0 | 0 | 0 | 0 | 0 | 0.173 | 0 | 20.446 | 20.446 | 0 | 0 | 0 | 0 | 0 | 0 | 0 | 0 | 0 | [74 empty] | 0 | 0
|  |  |  | 2.0408 | 20.4076 | 0 | 0 | 0 | 0 | 0 | 0 | 0.173 | 0 | 20.408 | 20.408 | 0 | 0 | 0 | 0 | 0 | 0 | 0 | 0 | 0 | [74 empty] | 0 | 0
|  |  |  | 2.035 | 20.35 | 0 | 0 | 0 | 0 | 0 | 0 | 0.173 | 0 | 20.35 | 20.35 | 0 | 0 | 0 | 0 | 0 | 0 | 0 | 0 | 0 | [74 empty] | 0 | 0
|  |  |  | 2.0481 | 20.481 | 0 | 0 | 0 | 0 | 0 | 0 | 0.173 | 0 | 20.481 | 20.481 | 0 | 0 | 0 | 0 | 0 | 0 | 0 | 0 | 0 | [74 empty] | 0 | 0
|  |  |  | 2.035 | 20.3504 | 0 | 0 | 0 | 0 | 0 | 0 | 0.173 | 0 | 20.35 | 20.35 | 0 | 0 | 0 | 0 | 0 | 0 | 0 | 0 | 0 | [74 empty] | 0 | 0
|  |  |  | 2.035 | 20.3496 | 0 | 0 | 0 | 0 | 0 | 0 | 0.173 | 0 | 20.35 | 20.35 | 0 | 0 | 0 | 0 | 0 | 0 | 0 | 0 | 0 | [74 empty] | 0 | 0
|  |  |  | 2.0349 | 20.3494 | 0 | 0 | 0 | 0 | 0 | 0 | 0.173 | 0 | 20.349 | 20.349 | 0 | 0 | 0 | 0 | 0 | 0 | 0 | 0 | 0 | [74 empty] | 0 | 0
|  |  |  | 2.035 | 20.35 | 0 | 0 | 0 | 0 | 0 | 0 | 0.173 | 0 | 20.35 | 20.35 | 0 | 0 | 0 | 0 | 0 | 0 | 0 | 0 | 0 | [74 empty] | 0 | 0
|  |  |  | 2.0427 | 20.4265 | 0 | 0 | 0 | 0 | 0 | 0 | 0.173 | 0 | 20.427 | 20.427 | 0 | 0 | 0 | 0 | 0 | 0 | 0 | 0 | 0 | [74 empty] | 0 | 0
|  |  |  | 2.0421 | 20.4212 | 0 | 0 | 0 | 0 | 0 | 0 | 0.173 | 0 | 20.421 | 20.421 | 0 | 0 | 0 | 0 | 0 | 0 | 0 | 0 | 0 | [74 empty] | 0 | 0
|  |  |  | 1.9858 | 19.8576 | 0 | 0 | 0 | 0 | 0 | 0 | 0.173 | 0 | 19.858 | 19.858 | 0 | 0 | 0 | 0 | 0 | 0 | 0 | 0 | 0 | [74 empty] | 0 | 0
|  |  |  | 1.7008 | 17.008 | 0 | 0 | 0 | 0 | 0 | 0 | 0.173 | 0 | 17.008 | 14.216 | 0 | 2.792 | 0 | 0 | 2.792 | 0 | 0 | 0 | 0 | [74 empty] | 11 | 0
|  |  |  | 1.7012 | 17.0121 | 0 | 0 | 0 | 0 | 0 | 0 | 0.173 | 0 | 17.012 | 9.93 | 0 | 7.082 | 0 | 0 | 7.082 | 0 | 0 | 0 | 0 | [74 empty] | 10 | 0
|  |  |  | 1.7026 | 17.0262 | 0 | 0 | 0 | 0 | 0 | 0 | 0.173 | 0 | 17.026 | 0.682 | 0 | 16.344 | 0 | 0 | 16.344 | 0 | 0 | 0 | 0 | [74 empty] | 9 | 0
|  |  |  | 2.4601 | 24.6006 | 0 | 0 | 0 | 0 | 0 | 0 | 0.173 | 0 | 24.601 | 0 | 0 | 70.801 | 0 | 46.201 | 24.6 | 0 | 0 | 0 | 0 | [74 empty] | 8 | 0
|  |  |  | 2.9044 | 29.0442 | 0 | 0 | 0 | 0 | 0 | 0 | 0.173 | 0 | 29.044 | 0 | 0 | 81.867 | 0 | 52.823 | 29.044 | 0 | 0 | 0 | 0 | [74 empty] | 7 | 0
|  |  |  | 2.9729 | 29.7288 | 0 | 0 | 0 | 0 | 0 | 0 | 0.173 | 0 | 29.729 | 0 | 0 | 87.058 | 0 | 57.33 | 29.728 | 0 | 0 | 0 | 0 | [74 empty] | 6 | 0
|  |  |  | 3.0449 | 30.4488 | 0 | 0 | 0 | 0 | 0 | 0 | 0.173 | 0 | 30.449 | 0 | 0 | 86.171 | 0 | 55.723 | 30.448 | 0 | 0 | 0 | 0 | [74 empty] | 5 | 0
|  |  |  | 2.9059 | 29.0593 | 0 | 0 | 0 | 0 | 0 | 0 | 0.173 | 0 | 29.059 | 0 | 0 | 81.664 | 0 | 52.604 | 29.06 | 0 | 0 | 0 | 0 | [74 empty] | 4 | 0
|  |  |  | 2.9276 | 29.276 | 0 | 0 | 0 | 0 | 0 | 0 | 0.173 | 0 | 29.276 | 0 | 0 | 67.457 | 0 | 38.181 | 29.276 | 0 | 0 | 0 | 0 | [74 empty] | 3 | 0
|  |  |  | 2.7847 | 27.8466 | 0 | 0 | 0 | 0 | 0 | 0 | 0.173 | 0 | 27.847 | 0 | 0 | 46.721 | 0 | 18.874 | 27.847 | 0 | 0 | 0 | 0 | [74 empty] | 2 | 0
|  |  |  | 1.6995 | 16.9948 | 0 | 0 | 0 | 0 | 0 | 0 | 0.173 | 0 | 16.995 | 0 | 0 | 21.259 | 0 | 4.265 | 16.994 | 0 | 0 | 0 | 0 | [74 empty] | 1 | 0
|  |  |  | 1.9253 | 19.2529 | 0 | 0 | 0 | 0 | 0 | 0 | 0.173 | 0 | 19.253 | 18.25 | 0 | 1.003 | 0 | 0 | 1.003 | 0 | 0 | 0 | 0 | [74 empty] | 0 | 0
|  |  |  | 2.0463 | 20.4627 | 0 | 0 | 0 | 0 | 0 | 0 | 0.173 | 0 | 20.463 | 20.463 | 0 | 0 | 0 | 0 | 0 | 0 | 0 | 0 | 0 | [74 empty] | 0 | 0
|  |  |  | 2.0459 | 20.4585 | 0 | 0 | 0 | 0 | 0 | 0 | 0.173 | 0 | 20.459 | 20.459 | 0 | 0 | 0 | 0 | 0 | 0 | 0 | 0 | 0 | [74 empty] | 0 | 0
|  |  |  | 2.0415 | 20.415 | 0 | 0 | 0 | 0 | 0 | 0 | 0.173 | 0 | 20.415 | 20.415 | 0 | 0 | 0 | 0 | 0 | 0 | 0 | 0 | 0 | [74 empty] | 0 | 0
|  |  |  | 2.0357 | 20.3567 | 0 | 0 | 0 | 0 | 0 | 0 | 0.173 | 0 | 20.357 | 20.357 | 0 | 0 | 0 | 0 | 0 | 0 | 0 | 0 | 0 | [74 empty] | 0 | 0
|  |  |  | 2.0486 | 20.4857 | 0 | 0 | 0 | 0 | 0 | 0 | 0.173 | 0 | 20.486 | 20.486 | 0 | 0 | 0 | 0 | 0 | 0 | 0 | 0 | 0 | [74 empty] | 0 | 0
|  |  |  | 2.0355 | 20.3547 | 0 | 0 | 0 | 0 | 0 | 0 | 0.173 | 0 | 20.355 | 20.355 | 0 | 0 | 0 | 0 | 0 | 0 | 0 | 0 | 0 | [74 empty] | 0 | 0
|  |  |  | 2.0353 | 20.3528 | 0 | 0 | 0 | 0 | 0 | 0 | 0.173 | 0 | 20.353 | 20.353 | 0 | 0 | 0 | 0 | 0 | 0 | 0 | 0 | 0 | [74 empty] | 0 | 0
|  |  |  | 2.0351 | 20.3512 | 0 | 0 | 0 | 0 | 0 | 0 | 0.173 | 0 | 20.351 | 20.351 | 0 | 0 | 0 | 0 | 0 | 0 | 0 | 0 | 0 | [74 empty] | 0 | 0
|  |  |  | 2.0351 | 20.3508 | 0 | 0 | 0 | 0 | 0 | 0 | 0.173 | 0 | 20.351 | 20.351 | 0 | 0 | 0 | 0 | 0 | 0 | 0 | 0 | 0 | [74 empty] | 0 | 0
|  |  |  | 2.073 | 20.7304 | 0 | 0 | 0 | 0 | 0 | 0 | 0.173 | 0 | 20.73 | 20.73 | 0 | 0 | 0 | 0 | 0 | 0 | 0 | 0 | 0 | [74 empty] | 0 | 0
|  |  |  | 2.0672 | 20.6724 | 0 | 0 | 0 | 0 | 0 | 0 | 0.173 | 0 | 20.672 | 20.672 | 0 | 0 | 0 | 0 | 0 | 0 | 0 | 0 | 0 | [74 empty] | 0 | 0
|  |  |  | 4.2391 | 42.3911 | 0 | 0 | 0 | 0 | 0 | 0 | 0.173 | 0 | 42.391 | 42.391 | 0 | 0 | 0 | 0 | 0 | 0 | 0 | 0 | 0 | [74 empty] | 0 | 0
|  |  |  | 7.2227 | 72.2274 | 0 | 0 | 0 | 0 | 0 | 0 | 0.173 | 0 | 72.227 | 69.552 | 0 | 2.676 | 0 | 0 | 2.676 | 0 | 0 | 0 | 0 | [74 empty] | 0 | 0
|  |  |  | 8.7556 | 87.5562 | 0 | 0 | 0 | 0 | 0 | 0 | 0.173 | 0 | 87.556 | 83.717 | 0 | 3.839 | 0 | 0 | 3.839 | 0 | 0 | 0 | 0 | [74 empty] | 0 | 0
|  |  |  | 8.9919 | 89.919 | 0 | 0 | 0 | 0 | 0 | 0 | 0.173 | 0 | 89.919 | 74.956 | 0 | 14.963 | 0 | 0 | 14.963 | 0 | 0 | 0 | 0 | [74 empty] | 9 | 0
|  |  |  | 9.2996 | 92.9959 | 0 | 0 | 0 | 0 | 0 | 0 | 0.173 | 0 | 92.996 | 64.073 | 0 | 28.923 | 0 | 0 | 28.923 | 0 | 0 | 0 | 0 | [74 empty] | 8 | 0
|  |  |  | 10.6062 | 106.062 | 0 | 0 | 0 | 0 | 0 | 0 | 0.173 | 0 | 106.062 | 23.511 | 0 | 82.551 | 0 | 0 | 82.551 | 0 | 0 | 0 | 0 | [74 empty] | 7 | 0
|  |  |  | 11.8625 | 118.625 | 0 | 0 | 0 | 0 | 0 | 0 | 0.173 | 0 | 118.625 | 28.905 | 0 | 89.72 | 0 | 0 | 89.72 | 0 | 0 | 0 | 0 | [74 empty] | 6 | 0
|  |  |  | 11.7666 | 117.666 | 0 | 0 | 0 | 0 | 0 | 0 | 0.173 | 0 | 117.666 | 29.037 | 0 | 88.629 | 0 | 0 | 88.629 | 0 | 0 | 0 | 0 | [74 empty] | 5 | 0
|  |  |  | 11.3608 | 113.608 | 0 | 0 | 0 | 0 | 0 | 0 | 0.173 | 0 | 113.608 | 33.093 | 0 | 80.515 | 0 | 0 | 80.515 | 0 | 0 | 0 | 0 | [74 empty] | 4 | 0
|  |  |  | 10.8567 | 108.567 | 0 | 0 | 0 | 0 | 0 | 0 | 0.173 | 0 | 108.567 | 41.997 | 0 | 66.57 | 0 | 0 | 66.57 | 0 | 0 | 0 | 0 | [74 empty] | 3 | 0
|  |  |  | 10.447 | 104.47 | 0 | 0 | 0 | 0 | 0 | 0 | 0.173 | 0 | 104.47 | 58.098 | 0 | 46.372 | 0 | 0 | 46.372 | 0 | 0 | 0 | 0 | [74 empty] | 2 | 0
|  |  |  | 8.0468 | 80.4681 | 0 | 0 | 0 | 0 | 0 | 0 | 0.173 | 0 | 80.468 | 60.169 | 0 | 20.3 | 0 | 0 | 20.3 | 0 | 0 | 0 | 0 | [74 empty] | 1 | 0
|  |  |  | 7.8457 | 78.4572 | 0 | 0 | 0 | 0 | 0 | 0 | 0.173 | 0 | 78.457 | 78.457 | 0 | 0 | 0 | 0 | 0 | 0 | 0 | 0 | 0 | [74 empty] | 0 | 0
|  |  |  | 7.7637 | 77.6368 | 0 | 0 | 0 | 0 | 0 | 0 | 0.173 | 0 | 77.637 | 77.637 | 0 | 0 | 0 | 0 | 0 | 0 | 0 | 0 | 0 | [74 empty] | 0 | 0
|  |  |  | 7.683 | 76.8299 | 0 | 0 | 0 | 0 | 0 | 0 | 0.173 | 0 | 76.83 | 76.83 | 0 | 0 | 0 | 0 | 0 | 0 | 0 | 0 | 0 | [74 empty] | 0 | 0
|  |  |  | 2.0345 | 20.3453 | 0 | 0 | 0 | 0 | 0 | 0 | 0.173 | 0 | 20.345 | 20.345 | 0 | 0 | 0 | 0 | 0 | 0 | 0 | 0 | 0 | [74 empty] | 0 | 0
|  |  |  | 2.0353 | 20.3531 | 0 | 0 | 0 | 0 | 0 | 0 | 0.173 | 0 | 20.353 | 20.353 | 0 | 0 | 0 | 0 | 0 | 0 | 0 | 0 | 0 | [74 empty] | 0 | 0
|  |  |  | 2.0495 | 20.4948 | 0 | 0 | 0 | 0 | 0 | 0 | 0.173 | 0 | 20.495 | 20.495 | 0 | 0 | 0 | 0 | 0 | 0 | 0 | 0 | 0 | [74 empty] | 0 | 0
|  |  |  | 2.0357 | 20.3572 | 0 | 0 | 0 | 0 | 0 | 0 | 0.173 | 0 | 20.357 | 20.357 | 0 | 0 | 0 | 0 | 0 | 0 | 0 | 0 | 0 | [74 empty] | 0 | 0
|  |  |  | 2.0356 | 20.356 | 0 | 0 | 0 | 0 | 0 | 0 | 0.173 | 0 | 20.356 | 20.356 | 0 | 0 | 0 | 0 | 0 | 0 | 0 | 0 | 0 | [74 empty] | 0 | 0
|  |  |  | 2.0356 | 20.3558 | 0 | 0 | 0 | 0 | 0 | 0 | 0.173 | 0 | 20.356 | 20.356 | 0 | 0 | 0 | 0 | 0 | 0 | 0 | 0 | 0 | [74 empty] | 0 | 0
|  |  |  | 2.0355 | 20.3553 | 0 | 0 | 0 | 0 | 0 | 0 | 0.173 | 0 | 20.355 | 20.355 | 0 | 0 | 0 | 0 | 0 | 0 | 0 | 0 | 0 | [74 empty] | 0 | 0
|  |  |  | 2.0431 | 20.4315 | 0 | 0 | 0 | 0 | 0 | 0 | 0.173 | 0 | 20.432 | 20.432 | 0 | 0 | 0 | 0 | 0 | 0 | 0 | 0 | 0 | [74 empty] | 0 | 0
|  |  |  | 2.0426 | 20.4259 | 0 | 0 | 0 | 0 | 0 | 0 | 0.173 | 0 | 20.426 | 20.426 | 0 | 0 | 0 | 0 | 0 | 0 | 0 | 0 | 0 | [74 empty] | 0 | 0
|  |  |  | 4.2401 | 42.4005 | 0 | 0 | 0 | 0 | 0 | 0 | 0.173 | 0 | 42.401 | 42.401 | 0 | 0 | 0 | 0 | 0 | 0 | 0 | 0 | 0 | [74 empty] | 0 | 0
|  |  |  | 7.2834 | 72.8341 | 0 | 0 | 0 | 0 | 0 | 0 | 0.173 | 0 | 72.834 | 70.871 | 0 | 1.963 | 0 | 0 | 1.963 | 0 | 0 | 0 | 0 | [74 empty] | 0 | 0
|  |  |  | 8.8285 | 88.2854 | 0 | 0 | 0 | 0 | 0 | 0 | 0.173 | 0 | 88.285 | 87.66 | 0 | 0.625 | 0 | 0 | 0.625 | 0 | 0 | 0 | 0 | [74 empty] | 0 | 0
|  |  |  | 9.2706 | 92.7064 | 0 | 0 | 0 | 0 | 0 | 0 | 0.173 | 0 | 92.706 | 87.472 | 0 | 5.235 | 0 | 0 | 5.235 | 0 | 0 | 0 | 0 | [74 empty] | 0 | 0
|  |  |  | 10.1455 | 101.455 | 0 | 0 | 0 | 0 | 0 | 0 | 0.173 | 0 | 101.455 | 94.591 | 0 | 6.863 | 0 | 0 | 6.863 | 0 | 0 | 0 | 0 | [74 empty] | 0 | 0
|  |  |  | 10.9715 | 109.715 | 0 | 0 | 0 | 0 | 0 | 0 | 0.173 | 0 | 109.715 | 98.867 | 0 | 10.848 | 0 | 0 | 10.848 | 0 | 0 | 0 | 0 | [74 empty] | 0 | 0
|  |  |  | 11.3306 | 113.306 | 0 | 0 | 0 | 0 | 0 | 0 | 0.173 | 0 | 113.306 | 99.506 | 0 | 13.8 | 0 | 0 | 13.8 | 0 | 0 | 0 | 0 | [74 empty] | 6 | 0
|  |  |  | 11.2869 | 112.869 | 0 | 0 | 0 | 0 | 0 | 0 | 0.173 | 0 | 112.869 | 90.65 | 0 | 22.219 | 0 | 0 | 22.219 | 0 | 0 | 0 | 0 | [74 empty] | 5 | 0
|  |  |  | 11.3172 | 113.172 | 0 | 0 | 0 | 0 | 0 | 0 | 0.173 | 0 | 113.172 | 92.989 | 0 | 20.183 | 0 | 0 | 20.183 | 0 | 0 | 0 | 0 | [74 empty] | 4 | 0
|  |  |  | 11.2802 | 112.802 | 0 | 0 | 0 | 0 | 0 | 0 | 0.173 | 0 | 112.802 | 94.814 | 0 | 17.988 | 0 | 0 | 17.988 | 0 | 0 | 0 | 0 | [74 empty] | 3 | 0
|  |  |  | 10.7654 | 107.654 | 0 | 0 | 0 | 0 | 0 | 0 | 0.173 | 0 | 107.654 | 91.092 | 0 | 16.562 | 0 | 0 | 16.562 | 0 | 0 | 0 | 0 | [74 empty] | 2 | 0
|  |  |  | 8.1661 | 81.6609 | 0 | 0 | 0 | 0 | 0 | 0 | 0.173 | 0 | 81.661 | 63.426 | 0 | 18.235 | 0 | 0 | 18.235 | 0 | 0 | 0 | 0 | [74 empty] | 1 | 0
|  |  |  | 7.9623 | 79.6234 | 0 | 0 | 0 | 0 | 0 | 0 | 0.173 | 0 | 79.623 | 79.623 | 0 | 0 | 0 | 0 | 0 | 0 | 0 | 0 | 0 | [74 empty] | 0 | 0
|  |  |  | 7.9463 | 79.4629 | 0 | 0 | 0 | 0 | 0 | 0 | 0.173 | 0 | 79.463 | 79.463 | 0 | 0 | 0 | 0 | 0 | 0 | 0 | 0 | 0 | [74 empty] | 0 | 0
|  |  |  | 7.8445 | 78.4452 | 0 | 0 | 0 | 0 | 0 | 0 | 0.173 | 0 | 78.445 | 78.445 | 0 | 0 | 0 | 0 | 0 | 0 | 0 | 0 | 0 | [74 empty] | 0 | 0
|  |  |  | 2.0402 | 20.4025 | 0 | 0 | 0 | 0 | 0 | 0 | 0.173 | 0 | 20.403 | 20.403 | 0 | 0 | 0 | 0 | 0 | 0 | 0 | 0 | 0 | [74 empty] | 0 | 0
|  |  |  | 2.0352 | 20.3523 | 0 | 0 | 0 | 0 | 0 | 0 | 0.173 | 0 | 20.352 | 20.352 | 0 | 0 | 0 | 0 | 0 | 0 | 0 | 0 | 0 | [74 empty] | 0 | 0
|  |  |  | 2.0492 | 20.4919 | 0 | 0 | 0 | 0 | 0 | 0 | 0.173 | 0 | 20.492 | 20.492 | 0 | 0 | 0 | 0 | 0 | 0 | 0 | 0 | 0 | [74 empty] | 0 | 0
|  |  |  | 2.0355 | 20.3546 | 0 | 0 | 0 | 0 | 0 | 0 | 0.173 | 0 | 20.355 | 20.355 | 0 | 0 | 0 | 0 | 0 | 0 | 0 | 0 | 0 | [74 empty] | 0 | 0
|  |  |  | 2.0353 | 20.3525 | 0 | 0 | 0 | 0 | 0 | 0 | 0.173 | 0 | 20.353 | 20.353 | 0 | 0 | 0 | 0 | 0 | 0 | 0 | 0 | 0 | [74 empty] | 0 | 0
|  |  |  | 2.0351 | 20.3506 | 0 | 0 | 0 | 0 | 0 | 0 | 0.173 | 0 | 20.351 | 20.351 | 0 | 0 | 0 | 0 | 0 | 0 | 0 | 0 | 0 | [74 empty] | 0 | 0
|  |  |  | 2.0352 | 20.3516 | 0 | 0 | 0 | 0 | 0 | 0 | 0.173 | 0 | 20.352 | 20.352 | 0 | 0 | 0 | 0 | 0 | 0 | 0 | 0 | 0 | [74 empty] | 0 | 0
|  |  |  | 2.0428 | 20.4282 | 0 | 0 | 0 | 0 | 0 | 0 | 0.173 | 0 | 20.428 | 20.428 | 0 | 0 | 0 | 0 | 0 | 0 | 0 | 0 | 0 | [74 empty] | 0 | 0
|  |  |  | 2.0423 | 20.4226 | 0 | 0 | 0 | 0 | 0 | 0 | 0.173 | 0 | 20.423 | 20.423 | 0 | 0 | 0 | 0 | 0 | 0 | 0 | 0 | 0 | [74 empty] | 0 | 0
|  |  |  | 3.9808 | 39.808 | 0 | 0 | 0 | 0 | 0 | 0 | 0.173 | 0 | 39.808 | 39.808 | 0 | 0 | 0 | 0 | 0 | 0 | 0 | 0 | 0 | [74 empty] | 0 | 0
|  |  |  | 7.0497 | 70.4974 | 0 | 0 | 0 | 0 | 0 | 0 | 0.173 | 0 | 70.497 | 70.497 | 0 | 0 | 0 | 0 | 0 | 0 | 0 | 0 | 0 | [74 empty] | 0 | 0
|  |  |  | 8.6532 | 86.5319 | 0 | 0 | 0 | 0 | 0 | 0 | 0.173 | 0 | 86.532 | 79.232 | 0 | 7.3 | 0 | 0 | 7.3 | 0 | 0 | 0 | 0 | [74 empty] | 0 | 0
|  |  |  | 8.8183 | 88.1825 | 0 | 0 | 0 | 0 | 0 | 0 | 0.173 | 0 | 88.183 | 64.771 | 0 | 23.411 | 0 | 0 | 23.411 | 0 | 0 | 0 | 0 | [74 empty] | 5 | 0
|  |  |  | 9.4172 | 94.1722 | 0 | 0 | 0 | 0 | 0 | 0 | 0.173 | 0 | 94.172 | 82.147 | 0 | 12.026 | 0 | 0 | 12.026 | 0 | 0 | 0 | 0 | [74 empty] | 4 | 0
|  |  |  | 10.0283 | 100.283 | 0 | 0 | 0 | 0 | 0 | 0 | 0.173 | 0 | 100.283 | 68.568 | 0 | 31.714 | 0 | 0 | 31.714 | 0 | 0 | 0 | 0 | [74 empty] | 3 | 0
|  |  |  | 10.3148 | 103.148 | 0 | 0 | 0 | 0 | 0 | 0 | 0.173 | 0 | 103.148 | 53.126 | 0 | 50.022 | 0 | 0 | 50.022 | 0 | 0 | 0 | 0 | [74 empty] | 2 | 0
|  |  |  | 10.2967 | 102.967 | 0 | 0 | 0 | 0 | 0 | 0 | 0.173 | 0 | 102.967 | 70.307 | 0 | 32.66 | 0 | 0 | 32.66 | 0 | 0 | 0 | 0 | [74 empty] | 1 | 0
|  |  |  | 10.3895 | 103.895 | 0 | 0 | 0 | 0 | 0 | 0 | 0.173 | 0 | 103.895 | 97.104 | 0 | 6.791 | 0 | 0 | 6.791 | 0 | 0 | 0 | 0 | [74 empty] | 0 | 0
|  |  |  | 10.2121 | 102.121 | 0 | 0 | 0 | 0 | 0 | 0 | 0.173 | 0 | 102.121 | 86.853 | 0 | 15.268 | 0 | 0 | 15.268 | 0 | 0 | 0 | 0 | [74 empty] | 2 | 0
|  |  |  | 9.6075 | 96.075 | 0 | 0 | 0 | 0 | 0 | 0 | 0.173 | 0 | 96.075 | 58.951 | 0 | 37.124 | 0 | 0 | 37.124 | 0 | 0 | 0 | 0 | [74 empty] | 1 | 0
|  |  |  | 7.7495 | 77.4946 | 0 | 0 | 0 | 0 | 0 | 0 | 0.173 | 0 | 77.495 | 74.906 | 0 | 2.588 | 0 | 0 | 2.588 | 0 | 0 | 0 | 0 | [74 empty] | 0 | 0
|  |  |  | 7.7024 | 77.0239 | 0 | 0 | 0 | 0 | 0 | 0 | 0.173 | 0 | 77.024 | 77.024 | 0 | 0 | 0 | 0 | 0 | 0 | 0 | 0 | 0 | [74 empty] | 0 | 0
|  |  |  | 7.7082 | 77.0818 | 0 | 0 | 0 | 0 | 0 | 0 | 0.173 | 0 | 77.082 | 77.082 | 0 | 0 | 0 | 0 | 0 | 0 | 0 | 0 | 0 | [74 empty] | 0 | 0
|  |  |  | 7.6868 | 76.8683 | 0 | 0 | 0 | 0 | 0 | 0 | 0.173 | 0 | 76.868 | 76.868 | 0 | 0 | 0 | 0 | 0 | 0 | 0 | 0 | 0 | [74 empty] | 0 | 0
|  |  |  | 2.0401 | 20.401 | 0 | 0 | 0 | 0 | 0 | 0 | 0.173 | 0 | 20.401 | 20.401 | 0 | 0 | 0 | 0 | 0 | 0 | 0 | 0 | 0 | [74 empty] | 0 | 0
|  |  |  | 2.0352 | 20.352 | 0 | 0 | 0 | 0 | 0 | 0 | 0.173 | 0 | 20.352 | 20.352 | 0 | 0 | 0 | 0 | 0 | 0 | 0 | 0 | 0 | [74 empty] | 0 | 0
|  |  |  | 2.0491 | 20.491 | 0 | 0 | 0 | 0 | 0 | 0 | 0.173 | 0 | 20.491 | 20.491 | 0 | 0 | 0 | 0 | 0 | 0 | 0 | 0 | 0 | [74 empty] | 0 | 0
|  |  |  | 2.0352 | 20.3516 | 0 | 0 | 0 | 0 | 0 | 0 | 0.173 | 0 | 20.352 | 20.352 | 0 | 0 | 0 | 0 | 0 | 0 | 0 | 0 | 0 | [74 empty] | 0 | 0
|  |  |  | 2.035 | 20.35 | 0 | 0 | 0 | 0 | 0 | 0 | 0.173 | 0 | 20.35 | 20.35 | 0 | 0 | 0 | 0 | 0 | 0 | 0 | 0 | 0 | [74 empty] | 0 | 0
|  |  |  | 2.0349 | 20.3495 | 0 | 0 | 0 | 0 | 0 | 0 | 0.173 | 0 | 20.35 | 20.35 | 0 | 0 | 0 | 0 | 0 | 0 | 0 | 0 | 0 | [74 empty] | 0 | 0
|  |  |  | 2.0349 | 20.3489 | 0 | 0 | 0 | 0 | 0 | 0 | 0.173 | 0 | 20.349 | 20.349 | 0 | 0 | 0 | 0 | 0 | 0 | 0 | 0 | 0 | [74 empty] | 0 | 0
|  |  |  | 2.072 | 20.7201 | 0 | 0 | 0 | 0 | 0 | 0 | 0.173 | 0 | 20.72 | 20.72 | 0 | 0 | 0 | 0 | 0 | 0 | 0 | 0 | 0 | [74 empty] | 0 | 0
|  |  |  | 2.066 | 20.6602 | 0 | 0 | 0 | 0 | 0 | 0 | 0.173 | 0 | 20.66 | 20.66 | 0 | 0 | 0 | 0 | 0 | 0 | 0 | 0 | 0 | [74 empty] | 0 | 0
|  |  |  | 4.0252 | 40.2523 | 0 | 0 | 0 | 0 | 0 | 0 | 0.173 | 0 | 40.252 | 40.252 | 0 | 0 | 0 | 0 | 0 | 0 | 0 | 0 | 0 | [74 empty] | 0 | 0
|  |  |  | 7.0801 | 70.8008 | 0 | 0 | 0 | 0 | 0 | 0 | 0.173 | 0 | 70.801 | 70.801 | 0 | 0 | 0 | 0 | 0 | 0 | 0 | 0 | 0 | [74 empty] | 0 | 0
|  |  |  | 8.7261 | 87.2611 | 0 | 0 | 0 | 0 | 0 | 0 | 0.173 | 0 | 87.261 | 83.626 | 0 | 3.635 | 0 | 0 | 3.635 | 0 | 0 | 0 | 0 | [74 empty] | 0 | 0
|  |  |  | 8.948 | 89.48 | 0 | 0 | 0 | 0 | 0 | 0 | 0.173 | 0 | 89.48 | 88.259 | 0 | 1.221 | 0 | 0 | 1.221 | 0 | 0 | 0 | 0 | [74 empty] | 0 | 0
|  |  |  | 9.4884 | 94.8844 | 0 | 0 | 0 | 0 | 0 | 0 | 0.173 | 0 | 94.884 | 91.525 | 0 | 3.359 | 0 | 0 | 3.359 | 0 | 0 | 0 | 0 | [74 empty] | 0 | 0
|  |  |  | 9.968 | 99.68 | 0 | 0 | 0 | 0 | 0 | 0 | 0.173 | 0 | 99.68 | 95.303 | 0 | 4.377 | 0 | 0 | 4.377 | 0 | 0 | 0 | 0 | [74 empty] | 0 | 0
|  |  |  | 9.9114 | 99.1142 | 0 | 0 | 0 | 0 | 0 | 0 | 0.173 | 0 | 99.114 | 92.483 | 0 | 6.631 | 0 | 0 | 6.631 | 0 | 0 | 0 | 0 | [74 empty] | 0 | 0
|  |  |  | 10.0848 | 100.848 | 0 | 0 | 0 | 0 | 0 | 0 | 0.173 | 0 | 100.848 | 92.879 | 0 | 7.969 | 0 | 0 | 7.969 | 0 | 0 | 0 | 0 | [74 empty] | 0 | 0
|  |  |  | 10.8352 | 108.352 | 0 | 0 | 0 | 0 | 0 | 0 | 0.173 | 0 | 108.352 | 105.386 | 0 | 2.966 | 0 | 0 | 2.966 | 0 | 0 | 0 | 0 | [74 empty] | 0 | 0
|  |  |  | 10.6852 | 106.852 | 0 | 0 | 0 | 0 | 0 | 0 | 0.173 | 0 | 106.852 | 103.129 | 0 | 3.723 | 0 | 0 | 3.723 | 0 | 0 | 0 | 0 | [74 empty] | 0 | 0
|  |  |  | 10.0791 | 100.791 | 0 | 0 | 0 | 0 | 0 | 0 | 0.173 | 0 | 100.791 | 81.059 | 0 | 19.732 | 0 | 0 | 19.732 | 0 | 0 | 0 | 0 | [74 empty] | 1 | 0
|  |  |  | 7.7514 | 77.5142 | 0 | 0 | 0 | 0 | 0 | 0 | 0.173 | 0 | 77.514 | 73.152 | 0 | 4.362 | 0 | 0 | 4.362 | 0 | 0 | 0 | 0 | [74 empty] | 0 | 0
|  |  |  | 7.5943 | 75.9432 | 0 | 0 | 0 | 0 | 0 | 0 | 0.173 | 0 | 75.943 | 75.943 | 0 | 0 | 0 | 0 | 0 | 0 | 0 | 0 | 0 | [74 empty] | 0 | 0
|  |  |  | 7.5108 | 75.1085 | 0 | 0 | 0 | 0 | 0 | 0 | 0.173 | 0 | 75.108 | 75.108 | 0 | 0 | 0 | 0 | 0 | 0 | 0 | 0 | 0 | [74 empty] | 0 | 0
|  |  |  | 7.4931 | 74.9309 | 0 | 0 | 0 | 0 | 0 | 0 | 0.173 | 0 | 74.931 | 74.931 | 0 | 0 | 0 | 0 | 0 | 0 | 0 | 0 | 0 | [74 empty] | 0 | 0
|  |  |  | 2.0343 | 20.3432 | 0 | 0 | 0 | 0 | 0 | 0 | 0.173 | 0 | 20.343 | 20.343 | 0 | 0 | 0 | 0 | 0 | 0 | 0 | 0 | 0 | [74 empty] | 0 | 0
|  |  |  | 2.0353 | 20.3526 | 0 | 0 | 0 | 0 | 0 | 0 | 0.173 | 0 | 20.353 | 20.353 | 0 | 0 | 0 | 0 | 0 | 0 | 0 | 0 | 0 | [74 empty] | 0 | 0
|  |  |  | 2.0492 | 20.4924 | 0 | 0 | 0 | 0 | 0 | 0 | 0.173 | 0 | 20.492 | 20.492 | 0 | 0 | 0 | 0 | 0 | 0 | 0 | 0 | 0 | [74 empty] | 0 | 0
|  |  |  | 2.0356 | 20.3555 | 0 | 0 | 0 | 0 | 0 | 0 | 0.173 | 0 | 20.356 | 20.356 | 0 | 0 | 0 | 0 | 0 | 0 | 0 | 0 | 0 | [74 empty] | 0 | 0
|  |  |  | 2.0355 | 20.3552 | 0 | 0 | 0 | 0 | 0 | 0 | 0.173 | 0 | 20.355 | 20.355 | 0 | 0 | 0 | 0 | 0 | 0 | 0 | 0 | 0 | [74 empty] | 0 | 0
|  |  |  | 2.0355 | 20.3546 | 0 | 0 | 0 | 0 | 0 | 0 | 0.173 | 0 | 20.355 | 20.355 | 0 | 0 | 0 | 0 | 0 | 0 | 0 | 0 | 0 | [74 empty] | 0 | 0
|  |  |  | 2.0354 | 20.3539 | 0 | 0 | 0 | 0 | 0 | 0 | 0.173 | 0 | 20.354 | 20.354 | 0 | 0 | 0 | 0 | 0 | 0 | 0 | 0 | 0 | [74 empty] | 0 | 0
|  |  |  | 2.043 | 20.43 | 0 | 0 | 0 | 0 | 0 | 0 | 0.173 | 0 | 20.43 | 20.43 | 0 | 0 | 0 | 0 | 0 | 0 | 0 | 0 | 0 | [74 empty] | 0 | 0
|  |  |  | 2.0424 | 20.4242 | 0 | 0 | 0 | 0 | 0 | 0 | 0.173 | 0 | 20.424 | 20.424 | 0 | 0 | 0 | 0 | 0 | 0 | 0 | 0 | 0 | [74 empty] | 0 | 0
|  |  |  | 2.0428 | 20.4279 | 0 | 0 | 0 | 0 | 0 | 0 | 0.173 | 0 | 20.428 | 20.428 | 0 | 0 | 0 | 0 | 0 | 0 | 0 | 0 | 0 | [74 empty] | 0 | 0
|  |  |  | 1.7014 | 17.0144 | 0 | 0 | 0 | 0 | 0 | 0 | 0.173 | 0 | 17.014 | 16.796 | 0 | 0.218 | 0 | 0 | 0.218 | 0 | 0 | 0 | 0 | [74 empty] | 0 | 0
|  |  |  | 1.7017 | 17.0165 | 0 | 0 | 0 | 0 | 0 | 0 | 0.173 | 0 | 17.017 | 4.482 | 0 | 12.535 | 0 | 0 | 12.535 | 0 | 0 | 0 | 0 | [74 empty] | 10 | 0
|  |  |  | 1.7025 | 17.0246 | 0 | 0 | 0 | 0 | 0 | 0 | 0.173 | 0 | 17.025 | 0 | 0 | 44.743 | 0 | 27.719 | 17.024 | 0 | 0 | 0 | 0 | [74 empty] | 9 | 0
|  |  |  | 1.7026 | 17.0262 | 0 | 0 | 0 | 0 | 0 | 0 | 0.173 | 0 | 17.026 | 0 | 0 | 68.213 | 0 | 51.187 | 17.026 | 0 | 0 | 0 | 0 | [74 empty] | 8 | 0
|  |  |  | 1.7154 | 17.1538 | 0 | 0 | 0 | 0 | 0 | 0 | 0.173 | 0 | 17.154 | 0 | 0 | 34.666 | 0 | 17.512 | 17.154 | 0 | 0 | 0 | 0 | [74 empty] | 7 | 0
|  |  |  | 1.7023 | 17.0226 | 0 | 0 | 0 | 0 | 0 | 0 | 0.173 | 0 | 17.023 | 0 | 0 | 68.228 | 0 | 51.205 | 17.023 | 0 | 0 | 0 | 0 | [74 empty] | 6 | 0
|  |  |  | 1.7032 | 17.0316 | 0 | 0 | 0 | 0 | 0 | 0 | 0.173 | 0 | 17.032 | 0 | 0 | 77.592 | 0 | 60.56 | 17.032 | 0 | 0 | 0 | 0 | [74 empty] | 5 | 0
|  |  |  | 1.7034 | 17.0339 | 0 | 0 | 0 | 0 | 0 | 0 | 0.173 | 0 | 17.034 | 0 | 0 | 76.851 | 0 | 59.817 | 17.034 | 0 | 0 | 0 | 0 | [74 empty] | 4 | 0
|  |  |  | 2.5538 | 25.538 | 0 | 0 | 0 | 0 | 0 | 0 | 0.173 | 0 | 25.538 | 0 | 0 | 60.448 | 0 | 34.91 | 25.538 | 0 | 0 | 0 | 0 | [74 empty] | 3 | 0
|  |  |  | 2.2257 | 22.2573 | 0 | 0 | 0 | 0 | 0 | 0 | 0.173 | 0 | 22.257 | 0 | 0 | 41.05 | 0 | 18.793 | 22.257 | 0 | 0 | 0 | 0 | [74 empty] | 2 | 0
|  |  |  | 1.6995 | 16.995 | 0 | 0 | 0 | 0 | 0 | 0 | 0.173 | 0 | 16.995 | 4.373 | 0 | 12.622 | 0 | 0 | 12.622 | 0 | 0 | 0 | 0 | [74 empty] | 1 | 0
|  |  |  | 1.9816 | 19.8165 | 0 | 0 | 0 | 0 | 0 | 0 | 0.173 | 0 | 19.817 | 19.817 | 0 | 0 | 0 | 0 | 0 | 0 | 0 | 0 | 0 | [74 empty] | 0 | 0
|  |  |  | 2.0455 | 20.4554 | 0 | 0 | 0 | 0 | 0 | 0 | 0.173 | 0 | 20.455 | 20.455 | 0 | 0 | 0 | 0 | 0 | 0 | 0 | 0 | 0 | [74 empty] | 0 | 0
|  |  |  | 2.045 | 20.4498 | 0 | 0 | 0 | 0 | 0 | 0 | 0.173 | 0 | 20.45 | 20.45 | 0 | 0 | 0 | 0 | 0 | 0 | 0 | 0 | 0 | [74 empty] | 0 | 0
|  |  |  | 2.0411 | 20.4107 | 0 | 0 | 0 | 0 | 0 | 0 | 0.173 | 0 | 20.411 | 20.411 | 0 | 0 | 0 | 0 | 0 | 0 | 0 | 0 | 0 | [74 empty] | 0 | 0
|  |  |  | 2.0349 | 20.3495 | 0 | 0 | 0 | 0 | 0 | 0 | 0.173 | 0 | 20.35 | 20.35 | 0 | 0 | 0 | 0 | 0 | 0 | 0 | 0 | 0 | [74 empty] | 0 | 0
|  |  |  | 2.0479 | 20.4793 | 0 | 0 | 0 | 0 | 0 | 0 | 0.173 | 0 | 20.479 | 20.479 | 0 | 0 | 0 | 0 | 0 | 0 | 0 | 0 | 0 | [74 empty] | 0 | 0
|  |  |  | 2.0347 | 20.3473 | 0 | 0 | 0 | 0 | 0 | 0 | 0.173 | 0 | 20.347 | 20.347 | 0 | 0 | 0 | 0 | 0 | 0 | 0 | 0 | 0 | [74 empty] | 0 | 0
|  |  |  | 2.0348 | 20.3484 | 0 | 0 | 0 | 0 | 0 | 0 | 0.173 | 0 | 20.348 | 20.348 | 0 | 0 | 0 | 0 | 0 | 0 | 0 | 0 | 0 | [74 empty] | 0 | 0
|  |  |  | 2.0349 | 20.3489 | 0 | 0 | 0 | 0 | 0 | 0 | 0.173 | 0 | 20.349 | 20.349 | 0 | 0 | 0 | 0 | 0 | 0 | 0 | 0 | 0 | [74 empty] | 0 | 0
|  |  |  | 2.0348 | 20.3484 | 0 | 0 | 0 | 0 | 0 | 0 | 0.173 | 0 | 20.348 | 20.348 | 0 | 0 | 0 | 0 | 0 | 0 | 0 | 0 | 0 | [74 empty] | 0 | 0
|  |  |  | 2.0425 | 20.4248 | 0 | 0 | 0 | 0 | 0 | 0 | 0.173 | 0 | 20.425 | 20.425 | 0 | 0 | 0 | 0 | 0 | 0 | 0 | 0 | 0 | [74 empty] | 0 | 0
|  |  |  | 2.0418 | 20.4176 | 0 | 0 | 0 | 0 | 0 | 0 | 0.173 | 0 | 20.418 | 20.418 | 0 | 0 | 0 | 0 | 0 | 0 | 0 | 0 | 0 | [74 empty] | 0 | 0
|  |  |  | 2.0418 | 20.4183 | 0 | 0 | 0 | 0 | 0 | 0 | 0.173 | 0 | 20.418 | 20.418 | 0 | 0 | 0 | 0 | 0 | 0 | 0 | 0 | 0 | [74 empty] | 0 | 0
|  |  |  | 1.7003 | 17.003 | 0 | 0 | 0 | 0 | 0 | 0 | 0.173 | 0 | 17.003 | 15.651 | 0 | 1.352 | 0 | 0 | 1.352 | 0 | 0 | 0 | 0 | [74 empty] | 0 | 0
|  |  |  | 1.7005 | 17.0051 | 0 | 0 | 0 | 0 | 0 | 0 | 0.173 | 0 | 17.005 | 0 | 0 | 21.347 | 0 | 4.341 | 17.006 | 0 | 0 | 0 | 0 | [74 empty] | 10 | 0
|  |  |  | 1.7015 | 17.0149 | 0 | 0 | 0 | 0 | 0 | 0 | 0.173 | 0 | 17.015 | 0 | 0 | 45.965 | 0 | 28.95 | 17.015 | 0 | 0 | 0 | 0 | [74 empty] | 9 | 0
|  |  |  | 1.7019 | 17.0186 | 0 | 0 | 0 | 0 | 0 | 0 | 0.173 | 0 | 17.019 | 0 | 0 | 65.668 | 0 | 48.65 | 17.018 | 0 | 0 | 0 | 0 | [74 empty] | 8 | 0
|  |  |  | 1.7147 | 17.1472 | 0 | 0 | 0 | 0 | 0 | 0 | 0.173 | 0 | 17.147 | 0 | 0 | 77.592 | 0 | 60.445 | 17.147 | 0 | 0 | 0 | 0 | [74 empty] | 7 | 0
|  |  |  | 2.4043 | 24.0435 | 0 | 0 | 0 | 0 | 0 | 0 | 0.173 | 0 | 24.044 | 0 | 0 | 83.22 | 0 | 59.176 | 24.044 | 0 | 0 | 0 | 0 | [74 empty] | 6 | 0
|  |  |  | 2.6819 | 26.8191 | 0 | 0 | 0 | 0 | 0 | 0 | 0.173 | 0 | 26.819 | 0 | 0 | 56.682 | 0 | 29.863 | 26.819 | 0 | 0 | 0 | 0 | [74 empty] | 5 | 0
|  |  |  | 2.7014 | 27.0143 | 0 | 0 | 0 | 0 | 0 | 0 | 0.173 | 0 | 27.014 | 0 | 0 | 74.48 | 0 | 47.466 | 27.014 | 0 | 0 | 0 | 0 | [74 empty] | 4 | 0
|  |  |  | 2.6741 | 26.7406 | 0 | 0 | 0 | 0 | 0 | 0 | 0.173 | 0 | 26.741 | 0 | 0 | 30.159 | 0 | 3.418 | 26.741 | 0 | 0 | 0 | 0 | [74 empty] | 3 | 0
|  |  |  | 2.5213 | 25.213 | 0 | 0 | 0 | 0 | 0 | 0 | 0.173 | 0 | 25.213 | 0 | 0 | 39.974 | 0 | 14.761 | 25.213 | 0 | 0 | 0 | 0 | [74 empty] | 2 | 0
|  |  |  | 2.358 | 23.5795 | 0 | 0 | 0 | 0 | 0 | 0 | 0.173 | 0 | 23.579 | 7.148 | 0 | 16.432 | 0 | 0 | 16.432 | 0 | 0 | 0 | 0 | [74 empty] | 1 | 0
|  |  |  | 2.0604 | 20.6035 | 0 | 0 | 0 | 0 | 0 | 0 | 0.173 | 0 | 20.604 | 20.604 | 0 | 0 | 0 | 0 | 0 | 0 | 0 | 0 | 0 | [74 empty] | 0 | 0
|  |  |  | 2.0449 | 20.4487 | 0 | 0 | 0 | 0 | 0 | 0 | 0.173 | 0 | 20.449 | 20.449 | 0 | 0 | 0 | 0 | 0 | 0 | 0 | 0 | 0 | [74 empty] | 0 | 0
|  |  |  | 2.0443 | 20.4431 | 0 | 0 | 0 | 0 | 0 | 0 | 0.173 | 0 | 20.443 | 20.443 | 0 | 0 | 0 | 0 | 0 | 0 | 0 | 0 | 0 | [74 empty] | 0 | 0
|  |  |  | 2.0404 | 20.4044 | 0 | 0 | 0 | 0 | 0 | 0 | 0.173 | 0 | 20.404 | 20.404 | 0 | 0 | 0 | 0 | 0 | 0 | 0 | 0 | 0 | [74 empty] | 0 | 0
|  |  |  | 2.0345 | 20.3454 | 0 | 0 | 0 | 0 | 0 | 0 | 0.173 | 0 | 20.345 | 20.345 | 0 | 0 | 0 | 0 | 0 | 0 | 0 | 0 | 0 | [74 empty] | 0 | 0
|  |  |  | 2.0473 | 20.473 | 0 | 0 | 0 | 0 | 0 | 0 | 0.173 | 0 | 20.473 | 20.473 | 0 | 0 | 0 | 0 | 0 | 0 | 0 | 0 | 0 | [74 empty] | 0 | 0
|  |  |  | 2.0339 | 20.3388 | 0 | 0 | 0 | 0 | 0 | 0 | 0.173 | 0 | 20.339 | 20.339 | 0 | 0 | 0 | 0 | 0 | 0 | 0 | 0 | 0 | [74 empty] | 0 | 0
|  |  |  | 2.0338 | 20.3383 | 0 | 0 | 0 | 0 | 0 | 0 | 0.173 | 0 | 20.338 | 20.338 | 0 | 0 | 0 | 0 | 0 | 0 | 0 | 0 | 0 | [74 empty] | 0 | 0
|  |  |  | 2.0336 | 20.3361 | 0 | 0 | 0 | 0 | 0 | 0 | 0.173 | 0 | 20.336 | 20.336 | 0 | 0 | 0 | 0 | 0 | 0 | 0 | 0 | 0 | [74 empty] | 0 | 0
|  |  |  | 2.0332 | 20.3325 | 0 | 0 | 0 | 0 | 0 | 0 | 0.173 | 0 | 20.333 | 20.333 | 0 | 0 | 0 | 0 | 0 | 0 | 0 | 0 | 0 | [74 empty] | 0 | 0
|  |  |  | 2.0401 | 20.4014 | 0 | 0 | 0 | 0 | 0 | 0 | 0.173 | 0 | 20.401 | 20.401 | 0 | 0 | 0 | 0 | 0 | 0 | 0 | 0 | 0 | [74 empty] | 0 | 0
|  |  |  | 2.0393 | 20.3925 | 0 | 0 | 0 | 0 | 0 | 0 | 0.173 | 0 | 20.393 | 20.393 | 0 | 0 | 0 | 0 | 0 | 0 | 0 | 0 | 0 | [74 empty] | 0 | 0
|  |  |  | 3.4034 | 34.0339 | 0 | 0 | 0 | 0 | 0 | 0 | 0.173 | 0 | 34.034 | 34.034 | 0 | 0 | 0 | 0 | 0 | 0 | 0 | 0 | 0 | [74 empty] | 0 | 0
|  |  |  | 6.4854 | 64.8541 | 0 | 0 | 0 | 0 | 0 | 0 | 0.173 | 0 | 64.854 | 63.313 | 0 | 1.541 | 0 | 0 | 1.541 | 0 | 0 | 0 | 0 | [74 empty] | 0 | 0
|  |  |  | 8.2248 | 82.2478 | 0 | 0 | 0 | 0 | 0 | 0 | 0.173 | 0 | 82.248 | 60.32 | 0 | 21.928 | 0 | 0 | 21.928 | 0 | 0 | 0 | 0 | [74 empty] | 10 | 0
|  |  |  | 8.9068 | 89.0681 | 0 | 0 | 0 | 0 | 0 | 0 | 0.173 | 0 | 89.068 | 42.463 | 0 | 46.605 | 0 | 0 | 46.605 | 0 | 0 | 0 | 0 | [74 empty] | 9 | 0
|  |  |  | 9.7149 | 97.1492 | 0 | 0 | 0 | 0 | 0 | 0 | 0.173 | 0 | 97.149 | 29.823 | 0 | 67.326 | 0 | 0 | 67.326 | 0 | 0 | 0 | 0 | [74 empty] | 8 | 0
|  |  |  | 10.4146 | 104.146 | 0 | 0 | 0 | 0 | 0 | 0 | 0.173 | 0 | 104.146 | 24.329 | 0 | 79.817 | 0 | 0 | 79.817 | 0 | 0 | 0 | 0 | [74 empty] | 7 | 0
|  |  |  | 10.7181 | 107.181 | 0 | 0 | 0 | 0 | 0 | 0 | 0.173 | 0 | 107.181 | 22.085 | 0 | 85.095 | 0 | 0 | 85.095 | 0 | 0 | 0 | 0 | [74 empty] | 6 | 0
|  |  |  | 10.7569 | 107.569 | 0 | 0 | 0 | 0 | 0 | 0 | 0.173 | 0 | 107.569 | 23.695 | 0 | 83.874 | 0 | 0 | 83.874 | 0 | 0 | 0 | 0 | [74 empty] | 5 | 0
|  |  |  | 11.0003 | 110.003 | 0 | 0 | 0 | 0 | 0 | 0 | 0.173 | 0 | 110.003 | 33.386 | 0 | 76.618 | 0 | 0 | 76.618 | 0 | 0 | 0 | 0 | [74 empty] | 4 | 0
|  |  |  | 11.0644 | 110.644 | 0 | 0 | 0 | 0 | 0 | 0 | 0.173 | 0 | 110.644 | 48.218 | 0 | 62.426 | 0 | 0 | 62.426 | 0 | 0 | 0 | 0 | [74 empty] | 3 | 0
|  |  |  | 10.7681 | 107.681 | 0 | 0 | 0 | 0 | 0 | 0 | 0.173 | 0 | 107.681 | 65.773 | 0 | 41.908 | 0 | 0 | 41.908 | 0 | 0 | 0 | 0 | [74 empty] | 2 | 0
|  |  |  | 8.1935 | 81.9354 | 0 | 0 | 0 | 0 | 0 | 0 | 0.173 | 0 | 81.935 | 64.748 | 0 | 17.188 | 0 | 0 | 17.188 | 0 | 0 | 0 | 0 | [74 empty] | 1 | 0
|  |  |  | 7.8612 | 78.6115 | 0 | 0 | 0 | 0 | 0 | 0 | 0.173 | 0 | 78.611 | 78.611 | 0 | 0 | 0 | 0 | 0 | 0 | 0 | 0 | 0 | [74 empty] | 0 | 0
|  |  |  | 7.8135 | 78.1353 | 0 | 0 | 0 | 0 | 0 | 0 | 0.173 | 0 | 78.135 | 78.135 | 0 | 0 | 0 | 0 | 0 | 0 | 0 | 0 | 0 | [74 empty] | 0 | 0
|  |  |  | 7.8284 | 78.2839 | 0 | 0 | 0 | 0 | 0 | 0 | 0.173 | 0 | 78.284 | 78.284 | 0 | 0 | 0 | 0 | 0 | 0 | 0 | 0 | 0 | [74 empty] | 0 | 0
|  |  |  | 2.0402 | 20.4018 | 0 | 0 | 0 | 0 | 0 | 0 | 0.173 | 0 | 20.402 | 20.402 | 0 | 0 | 0 | 0 | 0 | 0 | 0 | 0 | 0 | [74 empty] | 0 | 0
|  |  |  | 2.0352 | 20.3523 | 0 | 0 | 0 | 0 | 0 | 0 | 0.173 | 0 | 20.352 | 20.352 | 0 | 0 | 0 | 0 | 0 | 0 | 0 | 0 | 0 | [74 empty] | 0 | 0
|  |  |  | 2.0491 | 20.4907 | 0 | 0 | 0 | 0 | 0 | 0 | 0.173 | 0 | 20.491 | 20.491 | 0 | 0 | 0 | 0 | 0 | 0 | 0 | 0 | 0 | [74 empty] | 0 | 0
|  |  |  | 2.0353 | 20.353 | 0 | 0 | 0 | 0 | 0 | 0 | 0.173 | 0 | 20.353 | 20.353 | 0 | 0 | 0 | 0 | 0 | 0 | 0 | 0 | 0 | [74 empty] | 0 | 0
|  |  |  | 2.0351 | 20.351 | 0 | 0 | 0 | 0 | 0 | 0 | 0.173 | 0 | 20.351 | 20.351 | 0 | 0 | 0 | 0 | 0 | 0 | 0 | 0 | 0 | [74 empty] | 0 | 0
|  |  |  | 2.0347 | 20.3475 | 0 | 0 | 0 | 0 | 0 | 0 | 0.173 | 0 | 20.347 | 20.347 | 0 | 0 | 0 | 0 | 0 | 0 | 0 | 0 | 0 | [74 empty] | 0 | 0
|  |  |  | 2.0345 | 20.3453 | 0 | 0 | 0 | 0 | 0 | 0 | 0.173 | 0 | 20.345 | 20.345 | 0 | 0 | 0 | 0 | 0 | 0 | 0 | 0 | 0 | [74 empty] | 0 | 0
|  |  |  | 2.0708 | 20.7083 | 0 | 0 | 0 | 0 | 0 | 0 | 0.173 | 0 | 20.708 | 20.708 | 0 | 0 | 0 | 0 | 0 | 0 | 0 | 0 | 0 | [74 empty] | 0 | 0
|  |  |  | 2.0645 | 20.6454 | 0 | 0 | 0 | 0 | 0 | 0 | 0.173 | 0 | 20.645 | 20.645 | 0 | 0 | 0 | 0 | 0 | 0 | 0 | 0 | 0 | [74 empty] | 0 | 0
|  |  |  | 3.8472 | 38.472 | 0 | 0 | 0 | 0 | 0 | 0 | 0.173 | 0 | 38.472 | 38.472 | 0 | 0 | 0 | 0 | 0 | 0 | 0 | 0 | 0 | [74 empty] | 0 | 0
|  |  |  | 6.9401 | 69.401 | 0 | 0 | 0 | 0 | 0 | 0 | 0.173 | 0 | 69.401 | 68.79 | 0 | 0.611 | 0 | 0 | 0.611 | 0 | 0 | 0 | 0 | [74 empty] | 0 | 0
|  |  |  | 8.738 | 87.38 | 0 | 0 | 0 | 0 | 0 | 0 | 0.173 | 0 | 87.38 | 65.815 | 0 | 21.565 | 0 | 0 | 21.565 | 0 | 0 | 0 | 0 | [74 empty] | 10 | 0
|  |  |  | 9.5276 | 95.2757 | 0 | 0 | 0 | 0 | 0 | 0 | 0.173 | 0 | 95.276 | 48.642 | 0 | 46.634 | 0 | 0 | 46.634 | 0 | 0 | 0 | 0 | [74 empty] | 9 | 0
|  |  |  | 10.5293 | 105.293 | 0 | 0 | 0 | 0 | 0 | 0 | 0.173 | 0 | 105.293 | 39.13 | 0 | 66.163 | 0 | 0 | 66.163 | 0 | 0 | 0 | 0 | [74 empty] | 8 | 0
|  |  |  | 10.9304 | 109.304 | 0 | 0 | 0 | 0 | 0 | 0 | 0.173 | 0 | 109.304 | 30.985 | 0 | 78.319 | 0 | 0 | 78.319 | 0 | 0 | 0 | 0 | [74 empty] | 7 | 0
|  |  |  | 10.8204 | 108.204 | 0 | 0 | 0 | 0 | 0 | 0 | 0.173 | 0 | 108.204 | 22.396 | 0 | 85.808 | 0 | 0 | 85.808 | 0 | 0 | 0 | 0 | [74 empty] | 6 | 0
|  |  |  | 11.1818 | 111.818 | 0 | 0 | 0 | 0 | 0 | 0 | 0.173 | 0 | 111.818 | 27.159 | 0 | 84.659 | 0 | 0 | 84.659 | 0 | 0 | 0 | 0 | [74 empty] | 5 | 0
|  |  |  | 11.7887 | 117.887 | 0 | 0 | 0 | 0 | 0 | 0 | 0.173 | 0 | 117.887 | 41.967 | 0 | 75.92 | 0 | 0 | 75.92 | 0 | 0 | 0 | 0 | [74 empty] | 4 | 0
|  |  |  | 11.3971 | 113.971 | 0 | 0 | 0 | 0 | 0 | 0 | 0.173 | 0 | 113.971 | 52.316 | 0 | 61.655 | 0 | 0 | 61.655 | 0 | 0 | 0 | 0 | [74 empty] | 3 | 0
|  |  |  | 9.9564 | 99.5643 | 0 | 0 | 0 | 0 | 0 | 0 | 0.173 | 0 | 99.564 | 78.828 | 0 | 20.736 | 0 | 0 | 20.736 | 0 | 0 | 0 | 0 | [74 empty] | 2 | 0
|  |  |  | 7.6976 | 76.9762 | 0 | 0 | 0 | 0 | 0 | 0 | 0.173 | 0 | 76.976 | 69.008 | 0 | 7.969 | 0 | 0 | 7.969 | 0 | 0 | 0 | 0 | [74 empty] | 1 | 0
|  |  |  | 7.8195 | 78.1951 | 0 | 0 | 0 | 0 | 0 | 0 | 0.173 | 0 | 78.195 | 78.195 | 0 | 0 | 0 | 0 | 0 | 0 | 0 | 0 | 0 | [74 empty] | 0 | 0
|  |  |  | 7.8743 | 78.7433 | 0 | 0 | 0 | 0 | 0 | 0 | 0.173 | 0 | 78.743 | 78.743 | 0 | 0 | 0 | 0 | 0 | 0 | 0 | 0 | 0 | [74 empty] | 0 | 0
|  |  |  | 7.8488 | 78.488 | 0 | 0 | 0 | 0 | 0 | 0 | 0.173 | 0 | 78.488 | 78.488 | 0 | 0 | 0 | 0 | 0 | 0 | 0 | 0 | 0 | [74 empty] | 0 | 0
|  |  |  | 2.0344 | 20.3438 | 0 | 0 | 0 | 0 | 0 | 0 | 0.173 | 0 | 20.344 | 20.344 | 0 | 0 | 0 | 0 | 0 | 0 | 0 | 0 | 0 | [74 empty] | 0 | 0
|  |  |  | 2.0349 | 20.3494 | 0 | 0 | 0 | 0 | 0 | 0 | 0.173 | 0 | 20.349 | 20.349 | 0 | 0 | 0 | 0 | 0 | 0 | 0 | 0 | 0 | [74 empty] | 0 | 0
|  |  |  | 2.049 | 20.4904 | 0 | 0 | 0 | 0 | 0 | 0 | 0.173 | 0 | 20.49 | 20.49 | 0 | 0 | 0 | 0 | 0 | 0 | 0 | 0 | 0 | [74 empty] | 0 | 0
|  |  |  | 2.0354 | 20.3541 | 0 | 0 | 0 | 0 | 0 | 0 | 0.173 | 0 | 20.354 | 20.354 | 0 | 0 | 0 | 0 | 0 | 0 | 0 | 0 | 0 | [74 empty] | 0 | 0
|  |  |  | 2.0351 | 20.3507 | 0 | 0 | 0 | 0 | 0 | 0 | 0.173 | 0 | 20.351 | 20.351 | 0 | 0 | 0 | 0 | 0 | 0 | 0 | 0 | 0 | [74 empty] | 0 | 0
|  |  |  | 2.0349 | 20.3491 | 0 | 0 | 0 | 0 | 0 | 0 | 0.173 | 0 | 20.349 | 20.349 | 0 | 0 | 0 | 0 | 0 | 0 | 0 | 0 | 0 | [74 empty] | 0 | 0
|  |  |  | 2.0348 | 20.3478 | 0 | 0 | 0 | 0 | 0 | 0 | 0.173 | 0 | 20.348 | 20.348 | 0 | 0 | 0 | 0 | 0 | 0 | 0 | 0 | 0 | [74 empty] | 0 | 0
|  |  |  | 2.042 | 20.4203 | 0 | 0 | 0 | 0 | 0 | 0 | 0.173 | 0 | 20.42 | 20.42 | 0 | 0 | 0 | 0 | 0 | 0 | 0 | 0 | 0 | [74 empty] | 0 | 0
|  |  |  | 2.0412 | 20.4125 | 0 | 0 | 0 | 0 | 0 | 0 | 0.173 | 0 | 20.412 | 20.412 | 0 | 0 | 0 | 0 | 0 | 0 | 0 | 0 | 0 | [74 empty] | 0 | 0
|  |  |  | 3.8837 | 38.8371 | 0 | 0 | 0 | 0 | 0 | 0 | 0.173 | 0 | 38.837 | 38.837 | 0 | 0 | 0 | 0 | 0 | 0 | 0 | 0 | 0 | [74 empty] | 0 | 0
|  |  |  | 6.793 | 67.9302 | 0 | 0 | 0 | 0 | 0 | 0 | 0.173 | 0 | 67.93 | 67.93 | 0 | 0 | 0 | 0 | 0 | 0 | 0 | 0 | 0 | [74 empty] | 0 | 0
|  |  |  | 8.4368 | 84.3683 | 0 | 0 | 0 | 0 | 0 | 0 | 0.173 | 0 | 84.368 | 62.266 | 0 | 22.103 | 0 | 0 | 22.103 | 0 | 0 | 0 | 0 | [74 empty] | 6 | 0
|  |  |  | 9.9049 | 99.0486 | 0 | 0 | 0 | 0 | 0 | 0 | 0.173 | 0 | 99.049 | 50.568 | 0 | 48.481 | 0 | 0 | 48.481 | 0 | 0 | 0 | 0 | [74 empty] | 5 | 0
|  |  |  | 11.1215 | 111.215 | 0 | 0 | 0 | 0 | 0 | 0 | 0.173 | 0 | 111.215 | 45.576 | 0 | 65.639 | 0 | 0 | 65.639 | 0 | 0 | 0 | 0 | [74 empty] | 4 | 0
|  |  |  | 11.076 | 110.76 | 0 | 0 | 0 | 0 | 0 | 0 | 0.173 | 0 | 110.76 | 55.91 | 0 | 54.85 | 0 | 0 | 54.85 | 0 | 0 | 0 | 0 | [74 empty] | 3 | 0
|  |  |  | 10.902 | 109.02 | 0 | 0 | 0 | 0 | 0 | 0 | 0.173 | 0 | 109.02 | 46.74 | 0 | 62.28 | 0 | 0 | 62.28 | 0 | 0 | 0 | 0 | [74 empty] | 2 | 0
|  |  |  | 10.6121 | 106.121 | 0 | 0 | 0 | 0 | 0 | 0 | 0.173 | 0 | 106.121 | 90.518 | 0 | 15.603 | 0 | 0 | 15.603 | 0 | 0 | 0 | 0 | [74 empty] | 1 | 0
|  |  |  | 10.7204 | 107.204 | 0 | 0 | 0 | 0 | 0 | 0 | 0.173 | 0 | 107.204 | 106.128 | 0 | 1.076 | 0 | 0 | 1.076 | 0 | 0 | 0 | 0 | [74 empty] | 0 | 0
|  |  |  | 10.6981 | 106.981 | 0 | 0 | 0 | 0 | 0 | 0 | 0.173 | 0 | 106.981 | 96.395 | 0 | 10.586 | 0 | 0 | 10.586 | 0 | 0 | 0 | 0 | [74 empty] | 0 | 0
|  |  |  | 9.738 | 97.3803 | 0 | 0 | 0 | 0 | 0 | 0 | 0.173 | 0 | 97.38 | 84.889 | 0 | 12.491 | 0 | 0 | 12.491 | 0 | 0 | 0 | 0 | [74 empty] | 2 | 0
|  |  |  | 7.9229 | 79.2288 | 0 | 0 | 0 | 0 | 0 | 0 | 0.173 | 0 | 79.229 | 62.23 | 0 | 16.999 | 0 | 0 | 16.999 | 0 | 0 | 0 | 0 | [74 empty] | 1 | 0
|  |  |  | 8.1215 | 81.2146 | 0 | 0 | 0 | 0 | 0 | 0 | 0.173 | 0 | 81.215 | 81.215 | 0 | 0 | 0 | 0 | 0 | 0 | 0 | 0 | 0 | [74 empty] | 0 | 0
|  |  |  | 8.0694 | 80.6941 | 0 | 0 | 0 | 0 | 0 | 0 | 0.173 | 0 | 80.694 | 80.694 | 0 | 0 | 0 | 0 | 0 | 0 | 0 | 0 | 0 | [74 empty] | 0 | 0
|  |  |  | 8.1079 | 81.079 | 0 | 0 | 0 | 0 | 0 | 0 | 0.173 | 0 | 81.079 | 81.079 | 0 | 0 | 0 | 0 | 0 | 0 | 0 | 0 | 0 | [74 empty] | 0 | 0
|  |  |  | 2.041 | 20.4099 | 0 | 0 | 0 | 0 | 0 | 0 | 0.173 | 0 | 20.41 | 20.41 | 0 | 0 | 0 | 0 | 0 | 0 | 0 | 0 | 0 | [74 empty] | 0 | 0
|  |  |  | 2.036 | 20.3603 | 0 | 0 | 0 | 0 | 0 | 0 | 0.173 | 0 | 20.36 | 20.36 | 0 | 0 | 0 | 0 | 0 | 0 | 0 | 0 | 0 | [74 empty] | 0 | 0
|  |  |  | 2.0499 | 20.499 | 0 | 0 | 0 | 0 | 0 | 0 | 0.173 | 0 | 20.499 | 20.499 | 0 | 0 | 0 | 0 | 0 | 0 | 0 | 0 | 0 | [74 empty] | 0 | 0
|  |  |  | 2.0363 | 20.3628 | 0 | 0 | 0 | 0 | 0 | 0 | 0.173 | 0 | 20.363 | 20.363 | 0 | 0 | 0 | 0 | 0 | 0 | 0 | 0 | 0 | [74 empty] | 0 | 0
|  |  |  | 2.0367 | 20.3669 | 0 | 0 | 0 | 0 | 0 | 0 | 0.173 | 0 | 20.367 | 20.367 | 0 | 0 | 0 | 0 | 0 | 0 | 0 | 0 | 0 | [74 empty] | 0 | 0
|  |  |  | 2.0361 | 20.361 | 0 | 0 | 0 | 0 | 0 | 0 | 0.173 | 0 | 20.361 | 20.361 | 0 | 0 | 0 | 0 | 0 | 0 | 0 | 0 | 0 | [74 empty] | 0 | 0
|  |  |  | 2.0359 | 20.3588 | 0 | 0 | 0 | 0 | 0 | 0 | 0.173 | 0 | 20.359 | 20.359 | 0 | 0 | 0 | 0 | 0 | 0 | 0 | 0 | 0 | [74 empty] | 0 | 0
|  |  |  | 2.0442 | 20.4419 | 0 | 0 | 0 | 0 | 0 | 0 | 0.173 | 0 | 20.442 | 20.442 | 0 | 0 | 0 | 0 | 0 | 0 | 0 | 0 | 0 | [74 empty] | 0 | 0
|  |  |  | 2.0424 | 20.4242 | 0 | 0 | 0 | 0 | 0 | 0 | 0.173 | 0 | 20.424 | 20.424 | 0 | 0 | 0 | 0 | 0 | 0 | 0 | 0 | 0 | [74 empty] | 0 | 0
|  |  |  | 3.8336 | 38.3363 | 0 | 0 | 0 | 0 | 0 | 0 | 0.173 | 0 | 38.336 | 38.336 | 0 | 0 | 0 | 0 | 0 | 0 | 0 | 0 | 0 | [74 empty] | 0 | 0
|  |  |  | 7.0622 | 70.6223 | 0 | 0 | 0 | 0 | 0 | 0 | 0.173 | 0 | 70.622 | 70.622 | 0 | 0 | 0 | 0 | 0 | 0 | 0 | 0 | 0 | [74 empty] | 0 | 0
|  |  |  | 9.1475 | 91.475 | 0 | 0 | 0 | 0 | 0 | 0 | 0.173 | 0 | 91.475 | 91.475 | 0 | 0 | 0 | 0 | 0 | 0 | 0 | 0 | 0 | [74 empty] | 0 | 0
|  |  |  | 10.3857 | 103.857 | 0 | 0 | 0 | 0 | 0 | 0 | 0.173 | 0 | 103.857 | 99.945 | 0 | 3.912 | 0 | 0 | 3.912 | 0 | 0 | 0 | 0 | [74 empty] | 0 | 0
|  |  |  | 12.0404 | 120.404 | 0 | 0 | 0 | 0 | 0 | 0 | 0.173 | 0 | 120.404 | 100.192 | 0 | 20.212 | 0 | 0 | 20.212 | 0 | 0 | 0 | 0 | [74 empty] | 2 | 0
|  |  |  | 14.0347 | 140.347 | 0 | 0 | 0 | 0 | 0 | 0 | 0.173 | 0 | 140.347 | 98.366 | 0 | 41.981 | 0 | 0 | 41.981 | 0 | 0 | 0 | 0 | [74 empty] | 1 | 0
|  |  |  | 14.2277 | 142.277 | 0 | 0 | 0 | 0 | 0 | 0 | 0.173 | 0 | 142.277 | 137.463 | 0 | 4.813 | 0 | 0 | 4.813 | 0 | 0 | 0 | 0 | [74 empty] | 0 | 0
|  |  |  | 13.6659 | 136.659 | 0 | 0 | 0 | 0 | 0 | 0 | 0.173 | 0 | 136.659 | 133.707 | 0 | 2.952 | 0 | 0 | 2.952 | 0 | 0 | 0 | 0 | [74 empty] | 0 | 0
|  |  |  | 13.3036 | 133.036 | 0 | 0 | 0 | 0 | 0 | 0 | 0.173 | 0 | 133.036 | 94.429 | 0 | 38.607 | 0 | 0 | 38.607 | 0 | 0 | 0 | 0 | [74 empty] | 2 | 0
|  |  |  | 13.0675 | 130.675 | 0 | 0 | 0 | 0 | 0 | 0 | 0.173 | 0 | 130.675 | 114.331 | 0 | 16.344 | 0 | 0 | 16.344 | 0 | 0 | 0 | 0 | [74 empty] | 1 | 0
|  |  |  | 12.3048 | 123.048 | 0 | 0 | 0 | 0 | 0 | 0 | 0.173 | 0 | 123.048 | 113.843 | 0 | 9.205 | 0 | 0 | 9.205 | 0 | 0 | 0 | 0 | [74 empty] | 0 | 0
|  |  |  | 8.693 | 86.9305 | 0 | 0 | 0 | 0 | 0 | 0 | 0.173 | 0 | 86.931 | 72.578 | 0 | 14.352 | 0 | 0 | 14.352 | 0 | 0 | 0 | 0 | [74 empty] | 1 | 0
|  |  |  | 8.0714 | 80.7136 | 0 | 0 | 0 | 0 | 0 | 0 | 0.173 | 0 | 80.714 | 80.714 | 0 | 0 | 0 | 0 | 0 | 0 | 0 | 0 | 0 | [74 empty] | 0 | 0
|  |  |  | 8.1222 | 81.2222 | 0 | 0 | 0 | 0 | 0 | 0 | 0.173 | 0 | 81.222 | 81.222 | 0 | 0 | 0 | 0 | 0 | 0 | 0 | 0 | 0 | [74 empty] | 0 | 0
|  |  |  | 8.335 | 83.3502 | 0 | 0 | 0 | 0 | 0 | 0 | 0.173 | 0 | 83.35 | 83.35 | 0 | 0 | 0 | 0 | 0 | 0 | 0 | 0 | 0 | [74 empty] | 0 | 0
|  |  |  | 2.042 | 20.4197 | 0 | 0 | 0 | 0 | 0 | 0 | 0.173 | 0 | 20.42 | 20.42 | 0 | 0 | 0 | 0 | 0 | 0 | 0 | 0 | 0 | [74 empty] | 0 | 0
|  |  |  | 2.0367 | 20.3673 | 0 | 0 | 0 | 0 | 0 | 0 | 0.173 | 0 | 20.367 | 20.367 | 0 | 0 | 0 | 0 | 0 | 0 | 0 | 0 | 0 | [74 empty] | 0 | 0
|  |  |  | 2.0505 | 20.5054 | 0 | 0 | 0 | 0 | 0 | 0 | 0.173 | 0 | 20.505 | 20.505 | 0 | 0 | 0 | 0 | 0 | 0 | 0 | 0 | 0 | [74 empty] | 0 | 0
|  |  |  | 2.0368 | 20.3684 | 0 | 0 | 0 | 0 | 0 | 0 | 0.173 | 0 | 20.368 | 20.368 | 0 | 0 | 0 | 0 | 0 | 0 | 0 | 0 | 0 | [74 empty] | 0 | 0
|  |  |  | 2.0368 | 20.3681 | 0 | 0 | 0 | 0 | 0 | 0 | 0.173 | 0 | 20.368 | 20.368 | 0 | 0 | 0 | 0 | 0 | 0 | 0 | 0 | 0 | [74 empty] | 0 | 0
|  |  |  | 2.0368 | 20.3676 | 0 | 0 | 0 | 0 | 0 | 0 | 0.173 | 0 | 20.368 | 20.368 | 0 | 0 | 0 | 0 | 0 | 0 | 0 | 0 | 0 | [74 empty] | 0 | 0
|  |  |  | 2.0367 | 20.3669 | 0 | 0 | 0 | 0 | 0 | 0 | 0.173 | 0 | 20.367 | 20.367 | 0 | 0 | 0 | 0 | 0 | 0 | 0 | 0 | 0 | [74 empty] | 0 | 0
|  |  |  | 2.0759 | 20.7587 | 0 | 0 | 0 | 0 | 0 | 0 | 0.173 | 0 | 20.759 | 20.759 | 0 | 0 | 0 | 0 | 0 | 0 | 0 | 0 | 0 | [74 empty] | 0 | 0
|  |  |  | 2.0699 | 20.6992 | 0 | 0 | 0 | 0 | 0 | 0 | 0.173 | 0 | 20.699 | 20.699 | 0 | 0 | 0 | 0 | 0 | 0 | 0 | 0 | 0 | [74 empty] | 0 | 0
|  |  |  | 4.4722 | 44.7222 | 0 | 0 | 0 | 0 | 0 | 0 | 0.173 | 0 | 44.722 | 44.722 | 0 | 0 | 0 | 0 | 0 | 0 | 0 | 0 | 0 | [74 empty] | 0 | 0
|  |  |  | 7.4402 | 74.4025 | 0 | 0 | 0 | 0 | 0 | 0 | 0.173 | 0 | 74.402 | 74.402 | 0 | 0 | 0 | 0 | 0 | 0 | 0 | 0 | 0 | [74 empty] | 0 | 0
|  |  |  | 8.9826 | 89.8258 | 0 | 0 | 0 | 0 | 0 | 0 | 0.173 | 0 | 89.826 | 69.192 | 0 | 20.634 | 0 | 0 | 20.634 | 0 | 0 | 0 | 0 | [74 empty] | 10 | 0
|  |  |  | 9.0072 | 90.0716 | 0 | 0 | 0 | 0 | 0 | 0 | 0.173 | 0 | 90.072 | 72.68 | 0 | 17.391 | 0 | 0 | 17.391 | 0 | 0 | 0 | 0 | [74 empty] | 9 | 0
|  |  |  | 9.102 | 91.0203 | 0 | 0 | 0 | 0 | 0 | 0 | 0.173 | 0 | 91.02 | 57.561 | 0 | 33.459 | 0 | 0 | 33.459 | 0 | 0 | 0 | 0 | [74 empty] | 8 | 0
|  |  |  | 9.126 | 91.2605 | 0 | 0 | 0 | 0 | 0 | 0 | 0.173 | 0 | 91.261 | 10.717 | 0 | 80.544 | 0 | 0 | 80.544 | 0 | 0 | 0 | 0 | [74 empty] | 7 | 0
|  |  |  | 9.1363 | 91.3633 | 0 | 0 | 0 | 0 | 0 | 0 | 0.173 | 0 | 91.363 | 5.948 | 0 | 85.415 | 0 | 0 | 85.415 | 0 | 0 | 0 | 0 | [74 empty] | 6 | 0
|  |  |  | 9.41 | 94.0997 | 0 | 0 | 0 | 0 | 0 | 0 | 0.173 | 0 | 94.1 | 9.92 | 0 | 84.179 | 0 | 0 | 84.179 | 0 | 0 | 0 | 0 | [74 empty] | 5 | 0
|  |  |  | 10.3899 | 103.899 | 0 | 0 | 0 | 0 | 0 | 0 | 0.173 | 0 | 103.899 | 27.674 | 0 | 76.225 | 0 | 0 | 76.225 | 0 | 0 | 0 | 0 | [74 empty] | 4 | 0
|  |  |  | 10.4055 | 104.055 | 0 | 0 | 0 | 0 | 0 | 0 | 0.173 | 0 | 104.055 | 40.713 | 0 | 63.342 | 0 | 0 | 63.342 | 0 | 0 | 0 | 0 | [74 empty] | 3 | 0
|  |  |  | 9.8286 | 98.2863 | 0 | 0 | 0 | 0 | 0 | 0 | 0.173 | 0 | 98.286 | 56.931 | 0 | 41.355 | 0 | 0 | 41.355 | 0 | 0 | 0 | 0 | [74 empty] | 2 | 0
|  |  |  | 7.7603 | 77.6029 | 0 | 0 | 0 | 0 | 0 | 0 | 0.173 | 0 | 77.603 | 62.044 | 0 | 15.559 | 0 | 0 | 15.559 | 0 | 0 | 0 | 0 | [74 empty] | 1 | 0
|  |  |  | 7.6881 | 76.8808 | 0 | 0 | 0 | 0 | 0 | 0 | 0.173 | 0 | 76.881 | 76.881 | 0 | 0 | 0 | 0 | 0 | 0 | 0 | 0 | 0 | [74 empty] | 0 | 0
|  |  |  | 7.5808 | 75.8083 | 0 | 0 | 0 | 0 | 0 | 0 | 0.173 | 0 | 75.808 | 75.808 | 0 | 0 | 0 | 0 | 0 | 0 | 0 | 0 | 0 | [74 empty] | 0 | 0
|  |  |  | 7.5031 | 75.0315 | 0 | 0 | 0 | 0 | 0 | 0 | 0.173 | 0 | 75.032 | 75.032 | 0 | 0 | 0 | 0 | 0 | 0 | 0 | 0 | 0 | [74 empty] | 0 | 0
|  |  |  | 2.0349 | 20.3488 | 0 | 0 | 0 | 0 | 0 | 0 | 0.173 | 0 | 20.349 | 20.349 | 0 | 0 | 0 | 0 | 0 | 0 | 0 | 0 | 0 | [74 empty] | 0 | 0
|  |  |  | 2.0356 | 20.3561 | 0 | 0 | 0 | 0 | 0 | 0 | 0.173 | 0 | 20.356 | 20.356 | 0 | 0 | 0 | 0 | 0 | 0 | 0 | 0 | 0 | [74 empty] | 0 | 0
|  |  |  | 2.0497 | 20.4968 | 0 | 0 | 0 | 0 | 0 | 0 | 0.173 | 0 | 20.497 | 20.497 | 0 | 0 | 0 | 0 | 0 | 0 | 0 | 0 | 0 | [74 empty] | 0 | 0
|  |  |  | 2.036 | 20.3601 | 0 | 0 | 0 | 0 | 0 | 0 | 0.173 | 0 | 20.36 | 20.36 | 0 | 0 | 0 | 0 | 0 | 0 | 0 | 0 | 0 | [74 empty] | 0 | 0
|  |  |  | 2.036 | 20.3605 | 0 | 0 | 0 | 0 | 0 | 0 | 0.173 | 0 | 20.36 | 20.36 | 0 | 0 | 0 | 0 | 0 | 0 | 0 | 0 | 0 | [74 empty] | 0 | 0
|  |  |  | 2.0361 | 20.3607 | 0 | 0 | 0 | 0 | 0 | 0 | 0.173 | 0 | 20.361 | 20.361 | 0 | 0 | 0 | 0 | 0 | 0 | 0 | 0 | 0 | [74 empty] | 0 | 0
|  |  |  | 2.0354 | 20.3543 | 0 | 0 | 0 | 0 | 0 | 0 | 0.173 | 0 | 20.354 | 20.354 | 0 | 0 | 0 | 0 | 0 | 0 | 0 | 0 | 0 | [74 empty] | 0 | 0
|  |  |  | 2.0427 | 20.4266 | 0 | 0 | 0 | 0 | 0 | 0 | 0.173 | 0 | 20.427 | 20.427 | 0 | 0 | 0 | 0 | 0 | 0 | 0 | 0 | 0 | [74 empty] | 0 | 0
|  |  |  | 2.0422 | 20.4223 | 0 | 0 | 0 | 0 | 0 | 0 | 0.173 | 0 | 20.422 | 20.422 | 0 | 0 | 0 | 0 | 0 | 0 | 0 | 0 | 0 | [74 empty] | 0 | 0
|  |  |  | 2.0423 | 20.4235 | 0 | 0 | 0 | 0 | 0 | 0 | 0.173 | 0 | 20.423 | 20.423 | 0 | 0 | 0 | 0 | 0 | 0 | 0 | 0 | 0 | [74 empty] | 0 | 0
|  |  |  | 1.7007 | 17.0071 | 0 | 0 | 0 | 0 | 0 | 0 | 0.173 | 0 | 17.007 | 17.007 | 0 | 0 | 0 | 0 | 0 | 0 | 0 | 0 | 0 | [74 empty] | 0 | 0
|  |  |  | 1.701 | 17.0097 | 0 | 0 | 0 | 0 | 0 | 0 | 0.173 | 0 | 17.01 | 8.678 | 0 | 8.332 | 0 | 0 | 8.332 | 0 | 0 | 0 | 0 | [74 empty] | 10 | 0
|  |  |  | 1.7022 | 17.0221 | 0 | 0 | 0 | 0 | 0 | 0 | 0.173 | 0 | 17.022 | 0 | 0 | 29.431 | 0 | 12.409 | 17.022 | 0 | 0 | 0 | 0 | [74 empty] | 9 | 0
|  |  |  | 1.7027 | 17.0275 | 0 | 0 | 0 | 0 | 0 | 0 | 0.173 | 0 | 17.027 | 0 | 0 | 59.008 | 0 | 41.981 | 17.027 | 0 | 0 | 0 | 0 | [74 empty] | 8 | 0
|  |  |  | 1.7154 | 17.1536 | 0 | 0 | 0 | 0 | 0 | 0 | 0.173 | 0 | 17.154 | 0 | 0 | 80.093 | 0 | 62.94 | 17.153 | 0 | 0 | 0 | 0 | [74 empty] | 7 | 0
|  |  |  | 1.7028 | 17.0281 | 0 | 0 | 0 | 0 | 0 | 0 | 0.173 | 0 | 17.028 | 0 | 0 | 85.808 | 0 | 68.78 | 17.028 | 0 | 0 | 0 | 0 | [74 empty] | 6 | 0
|  |  |  | 1.7042 | 17.0424 | 0 | 0 | 0 | 0 | 0 | 0 | 0.173 | 0 | 17.042 | 0 | 0 | 84.543 | 0 | 67.5 | 17.043 | 0 | 0 | 0 | 0 | [74 empty] | 5 | 0
|  |  |  | 1.7045 | 17.0446 | 0 | 0 | 0 | 0 | 0 | 0 | 0.173 | 0 | 17.045 | 0 | 0 | 76.022 | 0 | 58.977 | 17.045 | 0 | 0 | 0 | 0 | [74 empty] | 4 | 0
|  |  |  | 1.7041 | 17.0411 | 0 | 0 | 0 | 0 | 0 | 0 | 0.173 | 0 | 17.041 | 0 | 0 | 61.422 | 0 | 44.381 | 17.041 | 0 | 0 | 0 | 0 | [74 empty] | 3 | 0
|  |  |  | 1.701 | 17.0096 | 0 | 0 | 0 | 0 | 0 | 0 | 0.173 | 0 | 17.01 | 0 | 0 | 40.468 | 0 | 23.459 | 17.009 | 0 | 0 | 0 | 0 | [74 empty] | 2 | 0
|  |  |  | 1.7006 | 17.0059 | 0 | 0 | 0 | 0 | 0 | 0 | 0.173 | 0 | 17.006 | 2.188 | 0 | 14.818 | 0 | 0 | 14.818 | 0 | 0 | 0 | 0 | [74 empty] | 1 | 0
|  |  |  | 2.0396 | 20.3965 | 0 | 0 | 0 | 0 | 0 | 0 | 0.173 | 0 | 20.396 | 20.396 | 0 | 0 | 0 | 0 | 0 | 0 | 0 | 0 | 0 | [74 empty] | 0 | 0
|  |  |  | 2.047 | 20.47 | 0 | 0 | 0 | 0 | 0 | 0 | 0.173 | 0 | 20.47 | 20.47 | 0 | 0 | 0 | 0 | 0 | 0 | 0 | 0 | 0 | [74 empty] | 0 | 0
|  |  |  | 2.0457 | 20.4573 | 0 | 0 | 0 | 0 | 0 | 0 | 0.173 | 0 | 20.457 | 20.457 | 0 | 0 | 0 | 0 | 0 | 0 | 0 | 0 | 0 | [74 empty] | 0 | 0
|  |  |  | 2.0418 | 20.4179 | 0 | 0 | 0 | 0 | 0 | 0 | 0.173 | 0 | 20.418 | 20.418 | 0 | 0 | 0 | 0 | 0 | 0 | 0 | 0 | 0 | [74 empty] | 0 | 0
|  |  |  | 2.0358 | 20.3585 | 0 | 0 | 0 | 0 | 0 | 0 | 0.173 | 0 | 20.359 | 20.359 | 0 | 0 | 0 | 0 | 0 | 0 | 0 | 0 | 0 | [74 empty] | 0 | 0
|  |  |  | 2.0488 | 20.4882 | 0 | 0 | 0 | 0 | 0 | 0 | 0.173 | 0 | 20.488 | 20.488 | 0 | 0 | 0 | 0 | 0 | 0 | 0 | 0 | 0 | [74 empty] | 0 | 0
|  |  |  | 2.0358 | 20.3575 | 0 | 0 | 0 | 0 | 0 | 0 | 0.173 | 0 | 20.358 | 20.358 | 0 | 0 | 0 | 0 | 0 | 0 | 0 | 0 | 0 | [74 empty] | 0 | 0
|  |  |  | 2.0357 | 20.3568 | 0 | 0 | 0 | 0 | 0 | 0 | 0.173 | 0 | 20.357 | 20.357 | 0 | 0 | 0 | 0 | 0 | 0 | 0 | 0 | 0 | [74 empty] | 0 | 0
|  |  |  | 2.0356 | 20.3557 | 0 | 0 | 0 | 0 | 0 | 0 | 0.173 | 0 | 20.356 | 20.356 | 0 | 0 | 0 | 0 | 0 | 0 | 0 | 0 | 0 | [74 empty] | 0 | 0
|  |  |  | 2.0356 | 20.3555 | 0 | 0 | 0 | 0 | 0 | 0 | 0.173 | 0 | 20.356 | 20.356 | 0 | 0 | 0 | 0 | 0 | 0 | 0 | 0 | 0 | [74 empty] | 0 | 0
|  |  |  | 2.0434 | 20.434 | 0 | 0 | 0 | 0 | 0 | 0 | 0.173 | 0 | 20.434 | 20.434 | 0 | 0 | 0 | 0 | 0 | 0 | 0 | 0 | 0 | [74 empty] | 0 | 0
|  |  |  | 2.0427 | 20.427 | 0 | 0 | 0 | 0 | 0 | 0 | 0.173 | 0 | 20.427 | 20.427 | 0 | 0 | 0 | 0 | 0 | 0 | 0 | 0 | 0 | [74 empty] | 0 | 0
|  |  |  | 2.0425 | 20.425 | 0 | 0 | 0 | 0 | 0 | 0 | 0.173 | 0 | 20.425 | 20.425 | 0 | 0 | 0 | 0 | 0 | 0 | 0 | 0 | 0 | [74 empty] | 0 | 0
|  |  |  | 1.7007 | 17.0071 | 0 | 0 | 0 | 0 | 0 | 0 | 0.173 | 0 | 17.007 | 17.007 | 0 | 0 | 0 | 0 | 0 | 0 | 0 | 0 | 0 | [74 empty] | 0 | 0
|  |  |  | 1.7007 | 17.0068 | 0 | 0 | 0 | 0 | 0 | 0 | 0.173 | 0 | 17.007 | 0 | 0 | 19.194 | 0 | 2.188 | 17.006 | 0 | 0 | 0 | 0 | [74 empty] | 10 | 0
|  |  |  | 1.701 | 17.0105 | 0 | 0 | 0 | 0 | 0 | 0 | 0.173 | 0 | 17.01 | 0 | 0 | 44.06 | 0 | 27.05 | 17.01 | 0 | 0 | 0 | 0 | [74 empty] | 9 | 0
|  |  |  | 1.701 | 17.0103 | 0 | 0 | 0 | 0 | 0 | 0 | 0.173 | 0 | 17.01 | 0 | 0 | 63.807 | 0 | 46.797 | 17.01 | 0 | 0 | 0 | 0 | [74 empty] | 8 | 0
|  |  |  | 1.7134 | 17.1343 | 0 | 0 | 0 | 0 | 0 | 0 | 0.173 | 0 | 17.134 | 0 | 0 | 77.025 | 0 | 59.891 | 17.134 | 0 | 0 | 0 | 0 | [74 empty] | 7 | 0
|  |  |  | 1.7006 | 17.006 | 0 | 0 | 0 | 0 | 0 | 0 | 0.173 | 0 | 17.006 | 0 | 0 | 82.856 | 0 | 65.85 | 17.006 | 0 | 0 | 0 | 0 | [74 empty] | 6 | 0
|  |  |  | 1.7029 | 17.0291 | 0 | 0 | 0 | 0 | 0 | 0 | 0.173 | 0 | 17.029 | 0 | 0 | 81.62 | 0 | 64.591 | 17.029 | 0 | 0 | 0 | 0 | [74 empty] | 5 | 0
|  |  |  | 1.7045 | 17.0446 | 0 | 0 | 0 | 0 | 0 | 0 | 0.173 | 0 | 17.045 | 0 | 0 | 73.913 | 0 | 56.869 | 17.044 | 0 | 0 | 0 | 0 | [74 empty] | 4 | 0
|  |  |  | 1.7039 | 17.039 | 0 | 0 | 0 | 0 | 0 | 0 | 0.173 | 0 | 17.039 | 0 | 0 | 60.884 | 0 | 43.845 | 17.039 | 0 | 0 | 0 | 0 | [74 empty] | 3 | 0
|  |  |  | 1.7003 | 17.0027 | 0 | 0 | 0 | 0 | 0 | 0 | 0.173 | 0 | 17.003 | 0 | 0 | 39.334 | 0 | 22.331 | 17.003 | 0 | 0 | 0 | 0 | [74 empty] | 2 | 0
|  |  |  | 1.6997 | 16.9973 | 0 | 0 | 0 | 0 | 0 | 0 | 0.173 | 0 | 16.997 | 2.689 | 0 | 14.309 | 0 | 0 | 14.309 | 0 | 0 | 0 | 0 | [74 empty] | 1 | 0
|  |  |  | 2.0385 | 20.3849 | 0 | 0 | 0 | 0 | 0 | 0 | 0.173 | 0 | 20.385 | 20.385 | 0 | 0 | 0 | 0 | 0 | 0 | 0 | 0 | 0 | [74 empty] | 0 | 0
|  |  |  | 2.0462 | 20.4624 | 0 | 0 | 0 | 0 | 0 | 0 | 0.173 | 0 | 20.462 | 20.462 | 0 | 0 | 0 | 0 | 0 | 0 | 0 | 0 | 0 | [74 empty] | 0 | 0
|  |  |  | 2.0457 | 20.4572 | 0 | 0 | 0 | 0 | 0 | 0 | 0.173 | 0 | 20.457 | 20.457 | 0 | 0 | 0 | 0 | 0 | 0 | 0 | 0 | 0 | [74 empty] | 0 | 0
|  |  |  | 2.0419 | 20.4192 | 0 | 0 | 0 | 0 | 0 | 0 | 0.173 | 0 | 20.419 | 20.419 | 0 | 0 | 0 | 0 | 0 | 0 | 0 | 0 | 0 | [74 empty] | 0 | 0
|  |  |  | 2.0359 | 20.3591 | 0 | 0 | 0 | 0 | 0 | 0 | 0.173 | 0 | 20.359 | 20.359 | 0 | 0 | 0 | 0 | 0 | 0 | 0 | 0 | 0 | [74 empty] | 0 | 0
|  |  |  | 2.0488 | 20.4883 | 0 | 0 | 0 | 0 | 0 | 0 | 0.173 | 0 | 20.488 | 20.488 | 0 | 0 | 0 | 0 | 0 | 0 | 0 | 0 | 0 | [74 empty] | 0 | 0
|  |  |  | 2.0357 | 20.3574 | 0 | 0 | 0 | 0 | 0 | 0 | 0.173 | 0 | 20.357 | 20.357 | 0 | 0 | 0 | 0 | 0 | 0 | 0 | 0 | 0 | [74 empty] | 0 | 0
|  |  |  | 2.0356 | 20.3564 | 0 | 0 | 0 | 0 | 0 | 0 | 0.173 | 0 | 20.356 | 20.356 | 0 | 0 | 0 | 0 | 0 | 0 | 0 | 0 | 0 | [74 empty] | 0 | 0
|  |  |  | 2.0355 | 20.3547 | 0 | 0 | 0 | 0 | 0 | 0 | 0.173 | 0 | 20.355 | 20.355 | 0 | 0 | 0 | 0 | 0 | 0 | 0 | 0 | 0 | [74 empty] | 0 | 0
|  |  |  | 2.0353 | 20.3531 | 0 | 0 | 0 | 0 | 0 | 0 | 0.173 | 0 | 20.353 | 20.353 | 0 | 0 | 0 | 0 | 0 | 0 | 0 | 0 | 0 | [74 empty] | 0 | 0
|  |  |  | 2.043 | 20.4296 | 0 | 0 | 0 | 0 | 0 | 0 | 0.173 | 0 | 20.43 | 20.43 | 0 | 0 | 0 | 0 | 0 | 0 | 0 | 0 | 0 | [74 empty] | 0 | 0
|  |  |  | 2.0421 | 20.4205 | 0 | 0 | 0 | 0 | 0 | 0 | 0.173 | 0 | 20.421 | 20.421 | 0 | 0 | 0 | 0 | 0 | 0 | 0 | 0 | 0 | [74 empty] | 0 | 0
|  |  |  | 4.5862 | 45.8619 | 0 | 0 | 0 | 0 | 0 | 0 | 0.173 | 0 | 45.862 | 45.862 | 0 | 0 | 0 | 0 | 0 | 0 | 0 | 0 | 0 | [74 empty] | 0 | 0
|  |  |  | 7.5548 | 75.5481 | 0 | 0 | 0 | 0 | 0 | 0 | 0.173 | 0 | 75.548 | 75.548 | 0 | 0 | 0 | 0 | 0 | 0 | 0 | 0 | 0 | [74 empty] | 0 | 0
|  |  |  | 9.08 | 90.8 | 0 | 0 | 0 | 0 | 0 | 0 | 0.173 | 0 | 90.8 | 71.417 | 0 | 19.383 | 0 | 0 | 19.383 | 0 | 0 | 0 | 0 | [74 empty] | 10 | 0
|  |  |  | 9.225 | 92.25 | 0 | 0 | 0 | 0 | 0 | 0 | 0.173 | 0 | 92.25 | 47.521 | 0 | 44.729 | 0 | 0 | 44.729 | 0 | 0 | 0 | 0 | [74 empty] | 9 | 0
|  |  |  | 9.6779 | 96.7793 | 0 | 0 | 0 | 0 | 0 | 0 | 0.173 | 0 | 96.779 | 31.678 | 0 | 65.101 | 0 | 0 | 65.101 | 0 | 0 | 0 | 0 | [74 empty] | 8 | 0
|  |  |  | 10.1321 | 101.321 | 0 | 0 | 0 | 0 | 0 | 0 | 0.173 | 0 | 101.321 | 23.584 | 0 | 77.738 | 0 | 0 | 77.738 | 0 | 0 | 0 | 0 | [74 empty] | 7 | 0
|  |  |  | 10.562 | 105.62 | 0 | 0 | 0 | 0 | 0 | 0 | 0.173 | 0 | 105.62 | 22.371 | 0 | 83.249 | 0 | 0 | 83.249 | 0 | 0 | 0 | 0 | [74 empty] | 6 | 0
|  |  |  | 10.6965 | 106.965 | 0 | 0 | 0 | 0 | 0 | 0 | 0.173 | 0 | 106.965 | 25.258 | 0 | 81.707 | 0 | 0 | 81.707 | 0 | 0 | 0 | 0 | [74 empty] | 5 | 0
|  |  |  | 10.9353 | 109.353 | 0 | 0 | 0 | 0 | 0 | 0 | 0.173 | 0 | 109.353 | 36.036 | 0 | 73.317 | 0 | 0 | 73.317 | 0 | 0 | 0 | 0 | [74 empty] | 4 | 0
|  |  |  | 10.8245 | 108.245 | 0 | 0 | 0 | 0 | 0 | 0 | 0.173 | 0 | 108.245 | 49.368 | 0 | 58.878 | 0 | 0 | 58.878 | 0 | 0 | 0 | 0 | [74 empty] | 3 | 0
|  |  |  | 10.1983 | 101.983 | 0 | 0 | 0 | 0 | 0 | 0 | 0.173 | 0 | 101.983 | 64.132 | 0 | 37.851 | 0 | 0 | 37.851 | 0 | 0 | 0 | 0 | [74 empty] | 2 | 0
|  |  |  | 7.8651 | 78.6509 | 0 | 0 | 0 | 0 | 0 | 0 | 0.173 | 0 | 78.651 | 65.128 | 0 | 13.523 | 0 | 0 | 13.523 | 0 | 0 | 0 | 0 | [74 empty] | 1 | 0
|  |  |  | 7.7622 | 77.6223 | 0 | 0 | 0 | 0 | 0 | 0 | 0.173 | 0 | 77.622 | 77.622 | 0 | 0 | 0 | 0 | 0 | 0 | 0 | 0 | 0 | [74 empty] | 0 | 0
|  |  |  | 7.6586 | 76.5861 | 0 | 0 | 0 | 0 | 0 | 0 | 0.173 | 0 | 76.586 | 76.586 | 0 | 0 | 0 | 0 | 0 | 0 | 0 | 0 | 0 | [74 empty] | 0 | 0
|  |  |  | 7.7022 | 77.0223 | 0 | 0 | 0 | 0 | 0 | 0 | 0.173 | 0 | 77.022 | 77.022 | 0 | 0 | 0 | 0 | 0 | 0 | 0 | 0 | 0 | [74 empty] | 0 | 0
|  |  |  | 2.04 | 20.4003 | 0 | 0 | 0 | 0 | 0 | 0 | 0.173 | 0 | 20.4 | 20.4 | 0 | 0 | 0 | 0 | 0 | 0 | 0 | 0 | 0 | [74 empty] | 0 | 0
|  |  |  | 2.0353 | 20.3526 | 0 | 0 | 0 | 0 | 0 | 0 | 0.173 | 0 | 20.353 | 20.353 | 0 | 0 | 0 | 0 | 0 | 0 | 0 | 0 | 0 | [74 empty] | 0 | 0
|  |  |  | 2.0492 | 20.4918 | 0 | 0 | 0 | 0 | 0 | 0 | 0.173 | 0 | 20.492 | 20.492 | 0 | 0 | 0 | 0 | 0 | 0 | 0 | 0 | 0 | [74 empty] | 0 | 0
|  |  |  | 2.0354 | 20.3537 | 0 | 0 | 0 | 0 | 0 | 0 | 0.173 | 0 | 20.354 | 20.354 | 0 | 0 | 0 | 0 | 0 | 0 | 0 | 0 | 0 | [74 empty] | 0 | 0
|  |  |  | 2.0351 | 20.3507 | 0 | 0 | 0 | 0 | 0 | 0 | 0.173 | 0 | 20.351 | 20.351 | 0 | 0 | 0 | 0 | 0 | 0 | 0 | 0 | 0 | [74 empty] | 0 | 0
|  |  |  | 2.0347 | 20.3472 | 0 | 0 | 0 | 0 | 0 | 0 | 0.173 | 0 | 20.347 | 20.347 | 0 | 0 | 0 | 0 | 0 | 0 | 0 | 0 | 0 | [74 empty] | 0 | 0
|  |  |  | 2.0345 | 20.3451 | 0 | 0 | 0 | 0 | 0 | 0 | 0.173 | 0 | 20.345 | 20.345 | 0 | 0 | 0 | 0 | 0 | 0 | 0 | 0 | 0 | [74 empty] | 0 | 0
|  |  |  | 2.0704 | 20.7038 | 0 | 0 | 0 | 0 | 0 | 0 | 0.173 | 0 | 20.704 | 20.704 | 0 | 0 | 0 | 0 | 0 | 0 | 0 | 0 | 0 | [74 empty] | 0 | 0
|  |  |  | 2.0642 | 20.6421 | 0 | 0 | 0 | 0 | 0 | 0 | 0.173 | 0 | 20.642 | 20.642 | 0 | 0 | 0 | 0 | 0 | 0 | 0 | 0 | 0 | [74 empty] | 0 | 0
|  |  |  | 3.667 | 36.6697 | 0 | 0 | 0 | 0 | 0 | 0 | 0.173 | 0 | 36.67 | 36.67 | 0 | 0 | 0 | 0 | 0 | 0 | 0 | 0 | 0 | [74 empty] | 0 | 0
|  |  |  | 6.6956 | 66.9562 | 0 | 0 | 0 | 0 | 0 | 0 | 0.173 | 0 | 66.956 | 66.956 | 0 | 0 | 0 | 0 | 0 | 0 | 0 | 0 | 0 | [74 empty] | 0 | 0
|  |  |  | 8.4129 | 84.1289 | 0 | 0 | 0 | 0 | 0 | 0 | 0.173 | 0 | 84.129 | 64.92 | 0 | 19.209 | 0 | 0 | 19.209 | 0 | 0 | 0 | 0 | [74 empty] | 10 | 0
|  |  |  | 8.7867 | 87.8669 | 0 | 0 | 0 | 0 | 0 | 0 | 0.173 | 0 | 87.867 | 46.061 | 0 | 41.806 | 0 | 0 | 41.806 | 0 | 0 | 0 | 0 | [74 empty] | 9 | 0
|  |  |  | 9.2865 | 92.8648 | 0 | 0 | 0 | 0 | 0 | 0 | 0.173 | 0 | 92.865 | 40.749 | 0 | 52.116 | 0 | 0 | 52.116 | 0 | 0 | 0 | 0 | [74 empty] | 8 | 0
|  |  |  | 10.2097 | 102.097 | 0 | 0 | 0 | 0 | 0 | 0 | 0.173 | 0 | 102.097 | 25.712 | 0 | 76.385 | 0 | 0 | 76.385 | 0 | 0 | 0 | 0 | [74 empty] | 7 | 0
|  |  |  | 11.049 | 110.49 | 0 | 0 | 0 | 0 | 0 | 0 | 0.173 | 0 | 110.49 | 29.059 | 0 | 81.431 | 0 | 0 | 81.431 | 0 | 0 | 0 | 0 | [74 empty] | 6 | 0
|  |  |  | 11.1818 | 111.818 | 0 | 0 | 0 | 0 | 0 | 0 | 0.173 | 0 | 111.818 | 31.696 | 0 | 80.122 | 0 | 0 | 80.122 | 0 | 0 | 0 | 0 | [74 empty] | 5 | 0
|  |  |  | 10.6331 | 106.331 | 0 | 0 | 0 | 0 | 0 | 0 | 0.173 | 0 | 106.331 | 33.741 | 0 | 72.59 | 0 | 0 | 72.59 | 0 | 0 | 0 | 0 | [74 empty] | 4 | 0
|  |  |  | 10.2237 | 102.237 | 0 | 0 | 0 | 0 | 0 | 0 | 0.173 | 0 | 102.237 | 44.086 | 0 | 58.15 | 0 | 0 | 58.15 | 0 | 0 | 0 | 0 | [74 empty] | 3 | 0
|  |  |  | 9.9261 | 99.2609 | 0 | 0 | 0 | 0 | 0 | 0 | 0.173 | 0 | 99.261 | 61.803 | 0 | 37.458 | 0 | 0 | 37.458 | 0 | 0 | 0 | 0 | [74 empty] | 2 | 0
|  |  |  | 7.8988 | 78.9877 | 0 | 0 | 0 | 0 | 0 | 0 | 0.173 | 0 | 78.988 | 65.799 | 0 | 13.189 | 0 | 0 | 13.189 | 0 | 0 | 0 | 0 | [74 empty] | 1 | 0
|  |  |  | 7.899 | 78.9901 | 0 | 0 | 0 | 0 | 0 | 0 | 0.173 | 0 | 78.99 | 78.99 | 0 | 0 | 0 | 0 | 0 | 0 | 0 | 0 | 0 | [74 empty] | 0 | 0
|  |  |  | 7.8405 | 78.4046 | 0 | 0 | 0 | 0 | 0 | 0 | 0.173 | 0 | 78.405 | 78.405 | 0 | 0 | 0 | 0 | 0 | 0 | 0 | 0 | 0 | [74 empty] | 0 | 0
|  |  |  | 7.9231 | 79.2308 | 0 | 0 | 0 | 0 | 0 | 0 | 0.173 | 0 | 79.231 | 79.231 | 0 | 0 | 0 | 0 | 0 | 0 | 0 | 0 | 0 | [74 empty] | 0 | 0
|  |  |  | 2.0351 | 20.3509 | 0 | 0 | 0 | 0 | 0 | 0 | 0.173 | 0 | 20.351 | 20.351 | 0 | 0 | 0 | 0 | 0 | 0 | 0 | 0 | 0 | [74 empty] | 0 | 0
|  |  |  | 2.0358 | 20.3575 | 0 | 0 | 0 | 0 | 0 | 0 | 0.173 | 0 | 20.358 | 20.358 | 0 | 0 | 0 | 0 | 0 | 0 | 0 | 0 | 0 | [74 empty] | 0 | 0
|  |  |  | 2.0495 | 20.4955 | 0 | 0 | 0 | 0 | 0 | 0 | 0.173 | 0 | 20.495 | 20.495 | 0 | 0 | 0 | 0 | 0 | 0 | 0 | 0 | 0 | [74 empty] | 0 | 0
|  |  |  | 2.0354 | 20.3543 | 0 | 0 | 0 | 0 | 0 | 0 | 0.173 | 0 | 20.354 | 20.354 | 0 | 0 | 0 | 0 | 0 | 0 | 0 | 0 | 0 | [74 empty] | 0 | 0
|  |  |  | 2.0353 | 20.3528 | 0 | 0 | 0 | 0 | 0 | 0 | 0.173 | 0 | 20.353 | 20.353 | 0 | 0 | 0 | 0 | 0 | 0 | 0 | 0 | 0 | [74 empty] | 0 | 0
|  |  |  | 2.0353 | 20.3527 | 0 | 0 | 0 | 0 | 0 | 0 | 0.173 | 0 | 20.353 | 20.353 | 0 | 0 | 0 | 0 | 0 | 0 | 0 | 0 | 0 | [74 empty] | 0 | 0
|  |  |  | 2.0353 | 20.3527 | 0 | 0 | 0 | 0 | 0 | 0 | 0.173 | 0 | 20.353 | 20.353 | 0 | 0 | 0 | 0 | 0 | 0 | 0 | 0 | 0 | [74 empty] | 0 | 0
|  |  |  | 2.0428 | 20.4281 | 0 | 0 | 0 | 0 | 0 | 0 | 0.173 | 0 | 20.428 | 20.428 | 0 | 0 | 0 | 0 | 0 | 0 | 0 | 0 | 0 | [74 empty] | 0 | 0
|  |  |  | 2.0419 | 20.4188 | 0 | 0 | 0 | 0 | 0 | 0 | 0.173 | 0 | 20.419 | 20.419 | 0 | 0 | 0 | 0 | 0 | 0 | 0 | 0 | 0 | [74 empty] | 0 | 0
|  |  |  | 3.6845 | 36.8448 | 0 | 0 | 0 | 0 | 0 | 0 | 0.173 | 0 | 36.845 | 36.845 | 0 | 0 | 0 | 0 | 0 | 0 | 0 | 0 | 0 | [74 empty] | 0 | 0
|  |  |  | 6.7367 | 67.3668 | 0 | 0 | 0 | 0 | 0 | 0 | 0.173 | 0 | 67.367 | 67.367 | 0 | 0 | 0 | 0 | 0 | 0 | 0 | 0 | 0 | [74 empty] | 0 | 0
|  |  |  | 8.2499 | 82.4985 | 0 | 0 | 0 | 0 | 0 | 0 | 0.173 | 0 | 82.498 | 63.057 | 0 | 19.442 | 0 | 0 | 19.442 | 0 | 0 | 0 | 0 | [74 empty] | 10 | 0
|  |  |  | 8.4779 | 84.779 | 0 | 0 | 0 | 0 | 0 | 0 | 0.173 | 0 | 84.779 | 39.105 | 0 | 45.674 | 0 | 0 | 45.674 | 0 | 0 | 0 | 0 | [74 empty] | 9 | 0
|  |  |  | 8.9921 | 89.9212 | 0 | 0 | 0 | 0 | 0 | 0 | 0.173 | 0 | 89.921 | 23.889 | 0 | 66.032 | 0 | 0 | 66.032 | 0 | 0 | 0 | 0 | [74 empty] | 8 | 0
|  |  |  | 9.2902 | 92.9019 | 0 | 0 | 0 | 0 | 0 | 0 | 0.173 | 0 | 92.902 | 13.914 | 0 | 78.988 | 0 | 0 | 78.988 | 0 | 0 | 0 | 0 | [74 empty] | 7 | 0
|  |  |  | 9.3851 | 93.8515 | 0 | 0 | 0 | 0 | 0 | 0 | 0.173 | 0 | 93.852 | 9.454 | 0 | 84.397 | 0 | 0 | 84.397 | 0 | 0 | 0 | 0 | [74 empty] | 6 | 0
|  |  |  | 9.3872 | 93.872 | 0 | 0 | 0 | 0 | 0 | 0 | 0.173 | 0 | 93.872 | 15.247 | 0 | 78.625 | 0 | 0 | 78.625 | 0 | 0 | 0 | 0 | [74 empty] | 5 | 0
|  |  |  | 9.371 | 93.71 | 0 | 0 | 0 | 0 | 0 | 0 | 0.173 | 0 | 93.71 | 19.026 | 0 | 74.684 | 0 | 0 | 74.684 | 0 | 0 | 0 | 0 | [74 empty] | 4 | 0
|  |  |  | 9.2158 | 92.158 | 0 | 0 | 0 | 0 | 0 | 0 | 0.173 | 0 | 92.158 | 33.513 | 0 | 58.645 | 0 | 0 | 58.645 | 0 | 0 | 0 | 0 | [74 empty] | 3 | 0
|  |  |  | 8.7189 | 87.189 | 0 | 0 | 0 | 0 | 0 | 0 | 0.173 | 0 | 87.189 | 49.643 | 0 | 37.546 | 0 | 0 | 37.546 | 0 | 0 | 0 | 0 | [74 empty] | 2 | 0
|  |  |  | 7.0395 | 70.3954 | 0 | 0 | 0 | 0 | 0 | 0 | 0.173 | 0 | 70.395 | 57.497 | 0 | 12.898 | 0 | 0 | 12.898 | 0 | 0 | 0 | 0 | [74 empty] | 1 | 0
|  |  |  | 7.2659 | 72.6585 | 0 | 0 | 0 | 0 | 0 | 0 | 0.173 | 0 | 72.658 | 72.658 | 0 | 0 | 0 | 0 | 0 | 0 | 0 | 0 | 0 | [74 empty] | 0 | 0
|  |  |  | 7.3788 | 73.7878 | 0 | 0 | 0 | 0 | 0 | 0 | 0.173 | 0 | 73.788 | 73.788 | 0 | 0 | 0 | 0 | 0 | 0 | 0 | 0 | 0 | [74 empty] | 0 | 0
|  |  |  | 7.1468 | 71.4683 | 0 | 0 | 0 | 0 | 0 | 0 | 0.173 | 0 | 71.468 | 71.468 | 0 | 0 | 0 | 0 | 0 | 0 | 0 | 0 | 0 | [74 empty] | 0 | 0
|  |  |  | 2.0389 | 20.3886 | 0 | 0 | 0 | 0 | 0 | 0 | 0.173 | 0 | 20.389 | 20.389 | 0 | 0 | 0 | 0 | 0 | 0 | 0 | 0 | 0 | [74 empty] | 0 | 0
|  |  |  | 2.0343 | 20.3425 | 0 | 0 | 0 | 0 | 0 | 0 | 0.173 | 0 | 20.342 | 20.342 | 0 | 0 | 0 | 0 | 0 | 0 | 0 | 0 | 0 | [74 empty] | 0 | 0
|  |  |  | 2.0482 | 20.4821 | 0 | 0 | 0 | 0 | 0 | 0 | 0.173 | 0 | 20.482 | 20.482 | 0 | 0 | 0 | 0 | 0 | 0 | 0 | 0 | 0 | [74 empty] | 0 | 0
|  |  |  | 2.0341 | 20.3414 | 0 | 0 | 0 | 0 | 0 | 0 | 0.173 | 0 | 20.341 | 20.341 | 0 | 0 | 0 | 0 | 0 | 0 | 0 | 0 | 0 | [74 empty] | 0 | 0
|  |  |  | 2.0339 | 20.3386 | 0 | 0 | 0 | 0 | 0 | 0 | 0.173 | 0 | 20.339 | 20.339 | 0 | 0 | 0 | 0 | 0 | 0 | 0 | 0 | 0 | [74 empty] | 0 | 0
|  |  |  | 2.0336 | 20.336 | 0 | 0 | 0 | 0 | 0 | 0 | 0.173 | 0 | 20.336 | 20.336 | 0 | 0 | 0 | 0 | 0 | 0 | 0 | 0 | 0 | [74 empty] | 0 | 0
|  |  |  | 2.0332 | 20.3321 | 0 | 0 | 0 | 0 | 0 | 0 | 0.173 | 0 | 20.332 | 20.332 | 0 | 0 | 0 | 0 | 0 | 0 | 0 | 0 | 0 | [74 empty] | 0 | 0
|  |  |  | 2.0399 | 20.3988 | 0 | 0 | 0 | 0 | 0 | 0 | 0.173 | 0 | 20.399 | 20.399 | 0 | 0 | 0 | 0 | 0 | 0 | 0 | 0 | 0 | [74 empty] | 0 | 0
|  |  |  | 2.0388 | 20.3876 | 0 | 0 | 0 | 0 | 0 | 0 | 0.173 | 0 | 20.388 | 20.388 | 0 | 0 | 0 | 0 | 0 | 0 | 0 | 0 | 0 | [74 empty] | 0 | 0
|  |  |  | 3.2199 | 32.1991 | 0 | 0 | 0 | 0 | 0 | 0 | 0.173 | 0 | 32.199 | 32.199 | 0 | 0 | 0 | 0 | 0 | 0 | 0 | 0 | 0 | [74 empty] | 0 | 0
|  |  |  | 6.3316 | 63.316 | 0 | 0 | 0 | 0 | 0 | 0 | 0.173 | 0 | 63.316 | 63.316 | 0 | 0 | 0 | 0 | 0 | 0 | 0 | 0 | 0 | [74 empty] | 0 | 0
|  |  |  | 7.9439 | 79.4388 | 0 | 0 | 0 | 0 | 0 | 0 | 0.173 | 0 | 79.439 | 60.419 | 0 | 19.02 | 0 | 0 | 19.02 | 0 | 0 | 0 | 0 | [74 empty] | 10 | 0
|  |  |  | 8.317 | 83.1702 | 0 | 0 | 0 | 0 | 0 | 0 | 0.173 | 0 | 83.17 | 39.067 | 0 | 44.104 | 0 | 0 | 44.104 | 0 | 0 | 0 | 0 | [74 empty] | 9 | 0
|  |  |  | 9.0105 | 90.1053 | 0 | 0 | 0 | 0 | 0 | 0 | 0.173 | 0 | 90.105 | 26.705 | 0 | 63.4 | 0 | 0 | 63.4 | 0 | 0 | 0 | 0 | [74 empty] | 8 | 0
|  |  |  | 9.755 | 97.5502 | 0 | 0 | 0 | 0 | 0 | 0 | 0.173 | 0 | 97.55 | 19.9 | 0 | 77.65 | 0 | 0 | 77.65 | 0 | 0 | 0 | 0 | [74 empty] | 7 | 0
|  |  |  | 10.2862 | 102.862 | 0 | 0 | 0 | 0 | 0 | 0 | 0.173 | 0 | 102.862 | 19.701 | 0 | 83.161 | 0 | 0 | 83.161 | 0 | 0 | 0 | 0 | [74 empty] | 6 | 0
|  |  |  | 9.8342 | 98.3417 | 0 | 0 | 0 | 0 | 0 | 0 | 0.173 | 0 | 98.342 | 14.584 | 0 | 83.758 | 0 | 0 | 83.758 | 0 | 0 | 0 | 0 | [74 empty] | 5 | 0
|  |  |  | 9.6817 | 96.8169 | 0 | 0 | 0 | 0 | 0 | 0 | 0.173 | 0 | 96.817 | 21.464 | 0 | 75.353 | 0 | 0 | 75.353 | 0 | 0 | 0 | 0 | [74 empty] | 4 | 0
|  |  |  | 9.6007 | 96.0073 | 0 | 0 | 0 | 0 | 0 | 0 | 0.173 | 0 | 96.007 | 35.254 | 0 | 60.753 | 0 | 0 | 60.753 | 0 | 0 | 0 | 0 | [74 empty] | 3 | 0
|  |  |  | 9.2756 | 92.7563 | 0 | 0 | 0 | 0 | 0 | 0 | 0.173 | 0 | 92.756 | 54.716 | 0 | 38.04 | 0 | 0 | 38.04 | 0 | 0 | 0 | 0 | [74 empty] | 2 | 0
|  |  |  | 7.0864 | 70.8637 | 0 | 0 | 0 | 0 | 0 | 0 | 0.173 | 0 | 70.864 | 58.809 | 0 | 12.055 | 0 | 0 | 12.055 | 0 | 0 | 0 | 0 | [74 empty] | 1 | 0
|  |  |  | 7.0816 | 70.8161 | 0 | 0 | 0 | 0 | 0 | 0 | 0.173 | 0 | 70.816 | 70.816 | 0 | 0 | 0 | 0 | 0 | 0 | 0 | 0 | 0 | [74 empty] | 0 | 0
|  |  |  | 7.0004 | 70.0036 | 0 | 0 | 0 | 0 | 0 | 0 | 0.173 | 0 | 70.004 | 70.004 | 0 | 0 | 0 | 0 | 0 | 0 | 0 | 0 | 0 | [74 empty] | 0 | 0
|  |  |  | 6.9992 | 69.9925 | 0 | 0 | 0 | 0 | 0 | 0 | 0.173 | 0 | 69.992 | 69.992 | 0 | 0 | 0 | 0 | 0 | 0 | 0 | 0 | 0 | [74 empty] | 0 | 0
|  |  |  | 2.0387 | 20.3874 | 0 | 0 | 0 | 0 | 0 | 0 | 0.173 | 0 | 20.387 | 20.387 | 0 | 0 | 0 | 0 | 0 | 0 | 0 | 0 | 0 | [74 empty] | 0 | 0
|  |  |  | 2.0341 | 20.3412 | 0 | 0 | 0 | 0 | 0 | 0 | 0.173 | 0 | 20.341 | 20.341 | 0 | 0 | 0 | 0 | 0 | 0 | 0 | 0 | 0 | [74 empty] | 0 | 0
|  |  |  | 2.0478 | 20.4781 | 0 | 0 | 0 | 0 | 0 | 0 | 0.173 | 0 | 20.478 | 20.478 | 0 | 0 | 0 | 0 | 0 | 0 | 0 | 0 | 0 | [74 empty] | 0 | 0
|  |  |  | 2.0333 | 20.3334 | 0 | 0 | 0 | 0 | 0 | 0 | 0.173 | 0 | 20.333 | 20.333 | 0 | 0 | 0 | 0 | 0 | 0 | 0 | 0 | 0 | [74 empty] | 0 | 0
|  |  |  | 2.0331 | 20.331 | 0 | 0 | 0 | 0 | 0 | 0 | 0.173 | 0 | 20.331 | 20.331 | 0 | 0 | 0 | 0 | 0 | 0 | 0 | 0 | 0 | [74 empty] | 0 | 0
|  |  |  | 2.0326 | 20.3263 | 0 | 0 | 0 | 0 | 0 | 0 | 0.173 | 0 | 20.326 | 20.326 | 0 | 0 | 0 | 0 | 0 | 0 | 0 | 0 | 0 | [74 empty] | 0 | 0
|  |  |  | 2.0322 | 20.3217 | 0 | 0 | 0 | 0 | 0 | 0 | 0.173 | 0 | 20.322 | 20.322 | 0 | 0 | 0 | 0 | 0 | 0 | 0 | 0 | 0 | [74 empty] | 0 | 0
|  |  |  | 2.066 | 20.66 | 0 | 0 | 0 | 0 | 0 | 0 | 0.173 | 0 | 20.66 | 20.66 | 0 | 0 | 0 | 0 | 0 | 0 | 0 | 0 | 0 | [74 empty] | 0 | 0
|  |  |  | 2.0609 | 20.6092 | 0 | 0 | 0 | 0 | 0 | 0 | 0.173 | 0 | 20.609 | 20.609 | 0 | 0 | 0 | 0 | 0 | 0 | 0 | 0 | 0 | [74 empty] | 0 | 0
|  |  |  | 3.2271 | 32.2714 | 0 | 0 | 0 | 0 | 0 | 0 | 0.173 | 0 | 32.271 | 32.271 | 0 | 0 | 0 | 0 | 0 | 0 | 0 | 0 | 0 | [74 empty] | 0 | 0
|  |  |  | 6.269 | 62.6898 | 0 | 0 | 0 | 0 | 0 | 0 | 0.173 | 0 | 62.69 | 62.69 | 0 | 0 | 0 | 0 | 0 | 0 | 0 | 0 | 0 | [74 empty] | 0 | 0
|  |  |  | 7.766 | 77.6597 | 0 | 0 | 0 | 0 | 0 | 0 | 0.173 | 0 | 77.66 | 68.135 | 0 | 9.525 | 0 | 0 | 9.525 | 0 | 0 | 0 | 0 | [74 empty] | 10 | 0
|  |  |  | 8.125 | 81.2499 | 0 | 0 | 0 | 0 | 0 | 0 | 0.173 | 0 | 81.25 | 34.034 | 0 | 47.215 | 0 | 0 | 47.215 | 0 | 0 | 0 | 0 | [74 empty] | 9 | 0
|  |  |  | 8.9199 | 89.199 | 0 | 0 | 0 | 0 | 0 | 0 | 0.173 | 0 | 89.199 | 19.023 | 0 | 70.176 | 0 | 0 | 70.176 | 0 | 0 | 0 | 0 | [74 empty] | 8 | 0
|  |  |  | 9.2694 | 92.694 | 0 | 0 | 0 | 0 | 0 | 0 | 0.173 | 0 | 92.694 | 23.928 | 0 | 68.766 | 0 | 0 | 68.766 | 0 | 0 | 0 | 0 | [74 empty] | 7 | 0
|  |  |  | 9.5095 | 95.0946 | 0 | 0 | 0 | 0 | 0 | 0 | 0.173 | 0 | 95.095 | 3.485 | 0 | 91.61 | 0 | 0 | 91.61 | 0 | 0 | 0 | 0 | [74 empty] | 6 | 0
|  |  |  | 9.5465 | 95.4655 | 0 | 0 | 0 | 0 | 0 | 0 | 0.173 | 0 | 95.466 | 6.648 | 0 | 88.818 | 0 | 0 | 88.818 | 0 | 0 | 0 | 0 | [74 empty] | 5 | 0
|  |  |  | 9.6412 | 96.412 | 0 | 0 | 0 | 0 | 0 | 0 | 0.173 | 0 | 96.412 | 17.002 | 0 | 79.41 | 0 | 0 | 79.41 | 0 | 0 | 0 | 0 | [74 empty] | 4 | 0
|  |  |  | 9.6785 | 96.7849 | 0 | 0 | 0 | 0 | 0 | 0 | 0.173 | 0 | 96.785 | 33.996 | 0 | 62.789 | 0 | 0 | 62.789 | 0 | 0 | 0 | 0 | [74 empty] | 3 | 0
|  |  |  | 9.2628 | 92.6277 | 0 | 0 | 0 | 0 | 0 | 0 | 0.173 | 0 | 92.628 | 53.046 | 0 | 39.581 | 0 | 0 | 39.581 | 0 | 0 | 0 | 0 | [74 empty] | 2 | 0
|  |  |  | 7.0411 | 70.4111 | 0 | 0 | 0 | 0 | 0 | 0 | 0.173 | 0 | 70.411 | 57.411 | 0 | 13 | 0 | 0 | 13 | 0 | 0 | 0 | 0 | [74 empty] | 1 | 0
|  |  |  | 7.0225 | 70.2245 | 0 | 0 | 0 | 0 | 0 | 0 | 0.173 | 0 | 70.224 | 70.224 | 0 | 0 | 0 | 0 | 0 | 0 | 0 | 0 | 0 | [74 empty] | 0 | 0
|  |  |  | 7.0115 | 70.115 | 0 | 0 | 0 | 0 | 0 | 0 | 0.173 | 0 | 70.115 | 70.115 | 0 | 0 | 0 | 0 | 0 | 0 | 0 | 0 | 0 | [74 empty] | 0 | 0
|  |  |  | 7.017 | 70.1697 | 0 | 0 | 0 | 0 | 0 | 0 | 0.173 | 0 | 70.17 | 70.17 | 0 | 0 | 0 | 0 | 0 | 0 | 0 | 0 | 0 | [74 empty] | 0 | 0
|  |  |  | 2.0327 | 20.3267 | 0 | 0 | 0 | 0 | 0 | 0 | 0.173 | 0 | 20.327 | 20.327 | 0 | 0 | 0 | 0 | 0 | 0 | 0 | 0 | 0 | [74 empty] | 0 | 0
|  |  |  | 2.0333 | 20.3335 | 0 | 0 | 0 | 0 | 0 | 0 | 0.173 | 0 | 20.334 | 20.334 | 0 | 0 | 0 | 0 | 0 | 0 | 0 | 0 | 0 | [74 empty] | 0 | 0
|  |  |  | 2.0477 | 20.4772 | 0 | 0 | 0 | 0 | 0 | 0 | 0.173 | 0 | 20.477 | 20.477 | 0 | 0 | 0 | 0 | 0 | 0 | 0 | 0 | 0 | [74 empty] | 0 | 0
|  |  |  | 2.0334 | 20.3337 | 0 | 0 | 0 | 0 | 0 | 0 | 0.173 | 0 | 20.334 | 20.334 | 0 | 0 | 0 | 0 | 0 | 0 | 0 | 0 | 0 | [74 empty] | 0 | 0
|  |  |  | 2.0329 | 20.3292 | 0 | 0 | 0 | 0 | 0 | 0 | 0.173 | 0 | 20.329 | 20.329 | 0 | 0 | 0 | 0 | 0 | 0 | 0 | 0 | 0 | [74 empty] | 0 | 0
|  |  |  | 2.0326 | 20.3255 | 0 | 0 | 0 | 0 | 0 | 0 | 0.173 | 0 | 20.326 | 20.326 | 0 | 0 | 0 | 0 | 0 | 0 | 0 | 0 | 0 | [74 empty] | 0 | 0
|  |  |  | 2.0323 | 20.3232 | 0 | 0 | 0 | 0 | 0 | 0 | 0.173 | 0 | 20.323 | 20.323 | 0 | 0 | 0 | 0 | 0 | 0 | 0 | 0 | 0 | [74 empty] | 0 | 0
|  |  |  | 2.0388 | 20.3876 | 0 | 0 | 0 | 0 | 0 | 0 | 0.173 | 0 | 20.388 | 20.388 | 0 | 0 | 0 | 0 | 0 | 0 | 0 | 0 | 0 | [74 empty] | 0 | 0
|  |  |  | 2.0379 | 20.3788 | 0 | 0 | 0 | 0 | 0 | 0 | 0.173 | 0 | 20.379 | 20.379 | 0 | 0 | 0 | 0 | 0 | 0 | 0 | 0 | 0 | [74 empty] | 0 | 0
|  |  |  | 2.0381 | 20.3814 | 0 | 0 | 0 | 0 | 0 | 0 | 0.173 | 0 | 20.381 | 20.381 | 0 | 0 | 0 | 0 | 0 | 0 | 0 | 0 | 0 | [74 empty] | 0 | 0
|  |  |  | 1.7539 | 17.5391 | 0 | 0 | 0 | 0 | 0 | 0 | 0.173 | 0 | 17.539 | 17.539 | 0 | 0 | 0 | 0 | 0 | 0 | 0 | 0 | 0 | [74 empty] | 0 | 0
|  |  |  | 1.6987 | 16.9874 | 0 | 0 | 0 | 0 | 0 | 0 | 0.173 | 0 | 16.987 | 0 | 0 | 19.558 | 0 | 2.571 | 16.987 | 0 | 0 | 0 | 0 | [74 empty] | 10 | 0
|  |  |  | 1.7011 | 17.0115 | 0 | 0 | 0 | 0 | 0 | 0 | 0.173 | 0 | 17.012 | 0 | 0 | 46.968 | 0 | 29.957 | 17.011 | 0 | 0 | 0 | 0 | [74 empty] | 9 | 0
|  |  |  | 1.7159 | 17.1593 | 0 | 0 | 0 | 0 | 0 | 0 | 0.173 | 0 | 17.159 | 0 | 0 | 69.42 | 0 | 52.261 | 17.159 | 0 | 0 | 0 | 0 | [74 empty] | 8 | 0
|  |  |  | 2.5781 | 25.7806 | 0 | 0 | 0 | 0 | 0 | 0 | 0.173 | 0 | 25.781 | 0 | 0 | 82.856 | 0 | 57.075 | 25.781 | 0 | 0 | 0 | 0 | [74 empty] | 7 | 0
|  |  |  | 2.6327 | 26.3273 | 0 | 0 | 0 | 0 | 0 | 0 | 0.173 | 0 | 26.327 | 0 | 0 | 89.123 | 0 | 62.796 | 26.327 | 0 | 0 | 0 | 0 | [74 empty] | 6 | 0
|  |  |  | 3.0897 | 30.8967 | 0 | 0 | 0 | 0 | 0 | 0 | 0.173 | 0 | 30.897 | 0 | 0 | 88.193 | 0 | 57.296 | 30.897 | 0 | 0 | 0 | 0 | [74 empty] | 5 | 0
|  |  |  | 2.5784 | 25.7838 | 0 | 0 | 0 | 0 | 0 | 0 | 0.173 | 0 | 25.784 | 0 | 0 | 78.988 | 0 | 53.204 | 25.784 | 0 | 0 | 0 | 0 | [74 empty] | 4 | 0
|  |  |  | 2.534 | 25.3399 | 0 | 0 | 0 | 0 | 0 | 0 | 0.173 | 0 | 25.34 | 0 | 0 | 62.673 | 0 | 37.333 | 25.34 | 0 | 0 | 0 | 0 | [74 empty] | 3 | 0
|  |  |  | 2.2424 | 22.4237 | 0 | 0 | 0 | 0 | 0 | 0 | 0.173 | 0 | 22.424 | 0 | 0 | 38.869 | 0 | 16.445 | 22.424 | 0 | 0 | 0 | 0 | [74 empty] | 2 | 0
|  |  |  | 1.9955 | 19.9547 | 0 | 0 | 0 | 0 | 0 | 0 | 0.173 | 0 | 19.955 | 7.289 | 0 | 12.665 | 0 | 0 | 12.665 | 0 | 0 | 0 | 0 | [74 empty] | 1 | 0
|  |  |  | 2.0376 | 20.3763 | 0 | 0 | 0 | 0 | 0 | 0 | 0.173 | 0 | 20.376 | 20.376 | 0 | 0 | 0 | 0 | 0 | 0 | 0 | 0 | 0 | [74 empty] | 0 | 0
|  |  |  | 2.045 | 20.4503 | 0 | 0 | 0 | 0 | 0 | 0 | 0.173 | 0 | 20.45 | 20.45 | 0 | 0 | 0 | 0 | 0 | 0 | 0 | 0 | 0 | [74 empty] | 0 | 0
|  |  |  | 2.0444 | 20.4445 | 0 | 0 | 0 | 0 | 0 | 0 | 0.173 | 0 | 20.445 | 20.445 | 0 | 0 | 0 | 0 | 0 | 0 | 0 | 0 | 0 | [74 empty] | 0 | 0
|  |  |  | 2.0402 | 20.4017 | 0 | 0 | 0 | 0 | 0 | 0 | 0.173 | 0 | 20.402 | 20.402 | 0 | 0 | 0 | 0 | 0 | 0 | 0 | 0 | 0 | [74 empty] | 0 | 0
|  |  |  | 2.0339 | 20.3388 | 0 | 0 | 0 | 0 | 0 | 0 | 0.173 | 0 | 20.339 | 20.339 | 0 | 0 | 0 | 0 | 0 | 0 | 0 | 0 | 0 | [74 empty] | 0 | 0
|  |  |  | 2.0469 | 20.4695 | 0 | 0 | 0 | 0 | 0 | 0 | 0.173 | 0 | 20.469 | 20.469 | 0 | 0 | 0 | 0 | 0 | 0 | 0 | 0 | 0 | [74 empty] | 0 | 0
|  |  |  | 2.0335 | 20.3354 | 0 | 0 | 0 | 0 | 0 | 0 | 0.173 | 0 | 20.335 | 20.335 | 0 | 0 | 0 | 0 | 0 | 0 | 0 | 0 | 0 | [74 empty] | 0 | 0
|  |  |  | 2.0331 | 20.3314 | 0 | 0 | 0 | 0 | 0 | 0 | 0.173 | 0 | 20.331 | 20.331 | 0 | 0 | 0 | 0 | 0 | 0 | 0 | 0 | 0 | [74 empty] | 0 | 0
|  |  |  | 2.0328 | 20.3281 | 0 | 0 | 0 | 0 | 0 | 0 | 0.173 | 0 | 20.328 | 20.328 | 0 | 0 | 0 | 0 | 0 | 0 | 0 | 0 | 0 | [74 empty] | 0 | 0
|  |  |  | 2.0325 | 20.3253 | 0 | 0 | 0 | 0 | 0 | 0 | 0.173 | 0 | 20.325 | 20.325 | 0 | 0 | 0 | 0 | 0 | 0 | 0 | 0 | 0 | [74 empty] | 0 | 0
|  |  |  | 2.0394 | 20.3941 | 0 | 0 | 0 | 0 | 0 | 0 | 0.173 | 0 | 20.394 | 20.394 | 0 | 0 | 0 | 0 | 0 | 0 | 0 | 0 | 0 | [74 empty] | 0 | 0
|  |  |  | 2.0383 | 20.3826 | 0 | 0 | 0 | 0 | 0 | 0 | 0.173 | 0 | 20.383 | 20.383 | 0 | 0 | 0 | 0 | 0 | 0 | 0 | 0 | 0 | [74 empty] | 0 | 0
|  |  |  | 2.0377 | 20.3775 | 0 | 0 | 0 | 0 | 0 | 0 | 0.173 | 0 | 20.378 | 20.378 | 0 | 0 | 0 | 0 | 0 | 0 | 0 | 0 | 0 | [74 empty] | 0 | 0
|  |  |  | 1.7532 | 17.5325 | 0 | 0 | 0 | 0 | 0 | 0 | 0.173 | 0 | 17.532 | 17.532 | 0 | 0 | 0 | 0 | 0 | 0 | 0 | 0 | 0 | [74 empty] | 0 | 0
|  |  |  | 1.6988 | 16.9881 | 0 | 0 | 0 | 0 | 0 | 0 | 0.173 | 0 | 16.988 | 0 | 0 | 18.206 | 0 | 1.218 | 16.988 | 0 | 0 | 0 | 0 | [74 empty] | 10 | 0
|  |  |  | 1.7017 | 17.0166 | 0 | 0 | 0 | 0 | 0 | 0 | 0.173 | 0 | 17.017 | 0 | 0 | 44.147 | 0 | 27.131 | 17.016 | 0 | 0 | 0 | 0 | [74 empty] | 9 | 0
|  |  |  | 2.0091 | 20.0907 | 0 | 0 | 0 | 0 | 0 | 0 | 0.173 | 0 | 20.091 | 0 | 0 | 64.578 | 0 | 44.487 | 20.091 | 0 | 0 | 0 | 0 | [74 empty] | 8 | 0
|  |  |  | 2.5831 | 25.8312 | 0 | 0 | 0 | 0 | 0 | 0 | 0.173 | 0 | 25.831 | 0 | 0 | 77.607 | 0 | 51.775 | 25.832 | 0 | 0 | 0 | 0 | [74 empty] | 7 | 0
|  |  |  | 3.157 | 31.57 | 0 | 0 | 0 | 0 | 0 | 0 | 0.173 | 0 | 31.57 | 0 | 0 | 81.722 | 0 | 50.152 | 31.57 | 0 | 0 | 0 | 0 | [74 empty] | 6 | 0
|  |  |  | 3.0198 | 30.1975 | 0 | 0 | 0 | 0 | 0 | 0 | 0.173 | 0 | 30.198 | 0 | 0 | 80.21 | 0 | 50.012 | 30.198 | 0 | 0 | 0 | 0 | [74 empty] | 5 | 0
|  |  |  | 3.4917 | 34.9167 | 0 | 0 | 0 | 0 | 0 | 0 | 0.173 | 0 | 34.917 | 0 | 0 | 62.382 | 0 | 27.465 | 34.917 | 0 | 0 | 0 | 0 | [74 empty] | 4 | 0
|  |  |  | 3.0812 | 30.8115 | 0 | 0 | 0 | 0 | 0 | 0 | 0.173 | 0 | 30.811 | 0 | 0 | 57.54 | 0 | 26.728 | 30.812 | 0 | 0 | 0 | 0 | [74 empty] | 3 | 0
|  |  |  | 3.2063 | 32.063 | 0 | 0 | 0 | 0 | 0 | 0 | 0.173 | 0 | 32.063 | 0 | 0 | 36.15 | 0 | 4.087 | 32.063 | 0 | 0 | 0 | 0 | [74 empty] | 2 | 0
|  |  |  | 2.6386 | 26.3857 | 0 | 0 | 0 | 0 | 0 | 0 | 0.173 | 0 | 26.386 | 17.995 | 0 | 8.39 | 0 | 0 | 8.39 | 0 | 0 | 0 | 0 | [74 empty] | 1 | 0
|  |  |  | 2.4134 | 24.1344 | 0 | 0 | 0 | 0 | 0 | 0 | 0.173 | 0 | 24.134 | 24.134 | 0 | 0 | 0 | 0 | 0 | 0 | 0 | 0 | 0 | [74 empty] | 0 | 0
|  |  |  | 2.0471 | 20.4713 | 0 | 0 | 0 | 0 | 0 | 0 | 0.173 | 0 | 20.471 | 20.471 | 0 | 0 | 0 | 0 | 0 | 0 | 0 | 0 | 0 | [74 empty] | 0 | 0
|  |  |  | 2.0462 | 20.4624 | 0 | 0 | 0 | 0 | 0 | 0 | 0.173 | 0 | 20.462 | 20.462 | 0 | 0 | 0 | 0 | 0 | 0 | 0 | 0 | 0 | [74 empty] | 0 | 0
|  |  |  | 2.0415 | 20.4149 | 0 | 0 | 0 | 0 | 0 | 0 | 0.173 | 0 | 20.415 | 20.415 | 0 | 0 | 0 | 0 | 0 | 0 | 0 | 0 | 0 | [74 empty] | 0 | 0
|  |  |  | 2.0345 | 20.3452 | 0 | 0 | 0 | 0 | 0 | 0 | 0.173 | 0 | 20.345 | 20.345 | 0 | 0 | 0 | 0 | 0 | 0 | 0 | 0 | 0 | [74 empty] | 0 | 0
|  |  |  | 2.0475 | 20.4754 | 0 | 0 | 0 | 0 | 0 | 0 | 0.173 | 0 | 20.475 | 20.475 | 0 | 0 | 0 | 0 | 0 | 0 | 0 | 0 | 0 | [74 empty] | 0 | 0
|  |  |  | 2.0336 | 20.3361 | 0 | 0 | 0 | 0 | 0 | 0 | 0.173 | 0 | 20.336 | 20.336 | 0 | 0 | 0 | 0 | 0 | 0 | 0 | 0 | 0 | [74 empty] | 0 | 0
|  |  |  | 2.0331 | 20.331 | 0 | 0 | 0 | 0 | 0 | 0 | 0.173 | 0 | 20.331 | 20.331 | 0 | 0 | 0 | 0 | 0 | 0 | 0 | 0 | 0 | [74 empty] | 0 | 0
|  |  |  | 2.033 | 20.3295 | 0 | 0 | 0 | 0 | 0 | 0 | 0.173 | 0 | 20.33 | 20.33 | 0 | 0 | 0 | 0 | 0 | 0 | 0 | 0 | 0 | [74 empty] | 0 | 0
|  |  |  | 2.0324 | 20.3242 | 0 | 0 | 0 | 0 | 0 | 0 | 0.173 | 0 | 20.324 | 20.324 | 0 | 0 | 0 | 0 | 0 | 0 | 0 | 0 | 0 | [74 empty] | 0 | 0
|  |  |  | 2.0393 | 20.393 | 0 | 0 | 0 | 0 | 0 | 0 | 0.173 | 0 | 20.393 | 20.393 | 0 | 0 | 0 | 0 | 0 | 0 | 0 | 0 | 0 | [74 empty] | 0 | 0
|  |  |  | 2.0381 | 20.3815 | 0 | 0 | 0 | 0 | 0 | 0 | 0.173 | 0 | 20.381 | 20.381 | 0 | 0 | 0 | 0 | 0 | 0 | 0 | 0 | 0 | [74 empty] | 0 | 0
|  |  |  | 3.2193 | 32.1934 | 0 | 0 | 0 | 0 | 0 | 0 | 0.173 | 0 | 32.193 | 32.193 | 0 | 0 | 0 | 0 | 0 | 0 | 0 | 0 | 0 | [74 empty] | 0 | 0
|  |  |  | 6.374 | 63.7401 | 0 | 0 | 0 | 0 | 0 | 0 | 0.173 | 0 | 63.74 | 63.74 | 0 | 0 | 0 | 0 | 0 | 0 | 0 | 0 | 0 | [74 empty] | 0 | 0
|  |  |  | 8.0848 | 80.8482 | 0 | 0 | 0 | 0 | 0 | 0 | 0.173 | 0 | 80.848 | 63.719 | 0 | 17.13 | 0 | 0 | 17.13 | 0 | 0 | 0 | 0 | [74 empty] | 10 | 0
|  |  |  | 8.7604 | 87.6035 | 0 | 0 | 0 | 0 | 0 | 0 | 0.173 | 0 | 87.603 | 44.969 | 0 | 42.635 | 0 | 0 | 42.635 | 0 | 0 | 0 | 0 | [74 empty] | 9 | 0
|  |  |  | 9.8782 | 98.7819 | 0 | 0 | 0 | 0 | 0 | 0 | 0.173 | 0 | 98.782 | 35.615 | 0 | 63.167 | 0 | 0 | 63.167 | 0 | 0 | 0 | 0 | [74 empty] | 8 | 0
|  |  |  | 11.1238 | 111.238 | 0 | 0 | 0 | 0 | 0 | 0 | 0.173 | 0 | 111.238 | 37.543 | 0 | 73.695 | 0 | 0 | 73.695 | 0 | 0 | 0 | 0 | [74 empty] | 7 | 0
|  |  |  | 12.1098 | 121.098 | 0 | 0 | 0 | 0 | 0 | 0 | 0.173 | 0 | 121.098 | 42.445 | 0 | 78.654 | 0 | 0 | 78.654 | 0 | 0 | 0 | 0 | [74 empty] | 6 | 0
|  |  |  | 12.682 | 126.82 | 0 | 0 | 0 | 0 | 0 | 0 | 0.173 | 0 | 126.82 | 49.504 | 0 | 77.316 | 0 | 0 | 77.316 | 0 | 0 | 0 | 0 | [74 empty] | 5 | 0
|  |  |  | 12.3719 | 123.719 | 0 | 0 | 0 | 0 | 0 | 0 | 0.173 | 0 | 123.719 | 51.624 | 0 | 72.096 | 0 | 0 | 72.096 | 0 | 0 | 0 | 0 | [74 empty] | 4 | 0
|  |  |  | 11.2831 | 112.831 | 0 | 0 | 0 | 0 | 0 | 0 | 0.173 | 0 | 112.831 | 55.204 | 0 | 57.627 | 0 | 0 | 57.627 | 0 | 0 | 0 | 0 | [74 empty] | 3 | 0
|  |  |  | 10.1442 | 101.442 | 0 | 0 | 0 | 0 | 0 | 0 | 0.173 | 0 | 101.442 | 65.423 | 0 | 36.019 | 0 | 0 | 36.019 | 0 | 0 | 0 | 0 | [74 empty] | 2 | 0
|  |  |  | 7.8301 | 78.3014 | 0 | 0 | 0 | 0 | 0 | 0 | 0.173 | 0 | 78.301 | 67.046 | 0 | 11.255 | 0 | 0 | 11.255 | 0 | 0 | 0 | 0 | [74 empty] | 1 | 0
|  |  |  | 7.7018 | 77.0183 | 0 | 0 | 0 | 0 | 0 | 0 | 0.173 | 0 | 77.018 | 77.018 | 0 | 0 | 0 | 0 | 0 | 0 | 0 | 0 | 0 | [74 empty] | 0 | 0
|  |  |  | 7.5347 | 75.3472 | 0 | 0 | 0 | 0 | 0 | 0 | 0.173 | 0 | 75.347 | 75.347 | 0 | 0 | 0 | 0 | 0 | 0 | 0 | 0 | 0 | [74 empty] | 0 | 0
|  |  |  | 7.2884 | 72.8836 | 0 | 0 | 0 | 0 | 0 | 0 | 0.173 | 0 | 72.884 | 72.884 | 0 | 0 | 0 | 0 | 0 | 0 | 0 | 0 | 0 | [74 empty] | 0 | 0
|  |  |  | 2.0389 | 20.3888 | 0 | 0 | 0 | 0 | 0 | 0 | 0.173 | 0 | 20.389 | 20.389 | 0 | 0 | 0 | 0 | 0 | 0 | 0 | 0 | 0 | [74 empty] | 0 | 0
|  |  |  | 2.0347 | 20.3466 | 0 | 0 | 0 | 0 | 0 | 0 | 0.173 | 0 | 20.347 | 20.347 | 0 | 0 | 0 | 0 | 0 | 0 | 0 | 0 | 0 | [74 empty] | 0 | 0
|  |  |  | 2.0493 | 20.4927 | 0 | 0 | 0 | 0 | 0 | 0 | 0.173 | 0 | 20.493 | 20.493 | 0 | 0 | 0 | 0 | 0 | 0 | 0 | 0 | 0 | [74 empty] | 0 | 0
|  |  |  | 2.0348 | 20.3481 | 0 | 0 | 0 | 0 | 0 | 0 | 0.173 | 0 | 20.348 | 20.348 | 0 | 0 | 0 | 0 | 0 | 0 | 0 | 0 | 0 | [74 empty] | 0 | 0
|  |  |  | 2.0344 | 20.3436 | 0 | 0 | 0 | 0 | 0 | 0 | 0.173 | 0 | 20.344 | 20.344 | 0 | 0 | 0 | 0 | 0 | 0 | 0 | 0 | 0 | [74 empty] | 0 | 0
|  |  |  | 2.0342 | 20.3422 | 0 | 0 | 0 | 0 | 0 | 0 | 0.173 | 0 | 20.342 | 20.342 | 0 | 0 | 0 | 0 | 0 | 0 | 0 | 0 | 0 | [74 empty] | 0 | 0
|  |  |  | 2.0341 | 20.3408 | 0 | 0 | 0 | 0 | 0 | 0 | 0.173 | 0 | 20.341 | 20.341 | 0 | 0 | 0 | 0 | 0 | 0 | 0 | 0 | 0 | [74 empty] | 0 | 0
|  |  |  | 2.0699 | 20.6991 | 0 | 0 | 0 | 0 | 0 | 0 | 0.173 | 0 | 20.699 | 20.699 | 0 | 0 | 0 | 0 | 0 | 0 | 0 | 0 | 0 | [74 empty] | 0 | 0
|  |  |  | 2.0633 | 20.633 | 0 | 0 | 0 | 0 | 0 | 0 | 0.173 | 0 | 20.633 | 20.633 | 0 | 0 | 0 | 0 | 0 | 0 | 0 | 0 | 0 | [74 empty] | 0 | 0
|  |  |  | 3.3319 | 33.3193 | 0 | 0 | 0 | 0 | 0 | 0 | 0.173 | 0 | 33.319 | 33.319 | 0 | 0 | 0 | 0 | 0 | 0 | 0 | 0 | 0 | [74 empty] | 0 | 0
|  |  |  | 6.3927 | 63.9268 | 0 | 0 | 0 | 0 | 0 | 0 | 0.173 | 0 | 63.927 | 63.927 | 0 | 0 | 0 | 0 | 0 | 0 | 0 | 0 | 0 | [74 empty] | 0 | 0
|  |  |  | 8.1097 | 81.0972 | 0 | 0 | 0 | 0 | 0 | 0 | 0.173 | 0 | 81.097 | 63.677 | 0 | 17.42 | 0 | 0 | 17.42 | 0 | 0 | 0 | 0 | [74 empty] | 10 | 0
|  |  |  | 8.9455 | 89.4551 | 0 | 0 | 0 | 0 | 0 | 0 | 0.173 | 0 | 89.455 | 46.486 | 0 | 42.969 | 0 | 0 | 42.969 | 0 | 0 | 0 | 0 | [74 empty] | 9 | 0
|  |  |  | 10.3868 | 103.868 | 0 | 0 | 0 | 0 | 0 | 0 | 0.173 | 0 | 103.868 | 70.612 | 0 | 33.256 | 0 | 0 | 33.256 | 0 | 0 | 0 | 0 | [74 empty] | 8 | 0
|  |  |  | 11.2587 | 112.587 | 0 | 0 | 0 | 0 | 0 | 0 | 0.173 | 0 | 112.587 | 38.121 | 0 | 74.466 | 0 | 0 | 74.466 | 0 | 0 | 0 | 0 | [74 empty] | 7 | 0
|  |  |  | 10.9388 | 109.388 | 0 | 0 | 0 | 0 | 0 | 0 | 0.173 | 0 | 109.388 | 30.53 | 0 | 78.857 | 0 | 0 | 78.857 | 0 | 0 | 0 | 0 | [74 empty] | 6 | 0
|  |  |  | 10.609 | 106.09 | 0 | 0 | 0 | 0 | 0 | 0 | 0.173 | 0 | 106.09 | 28.702 | 0 | 77.389 | 0 | 0 | 77.389 | 0 | 0 | 0 | 0 | [74 empty] | 5 | 0
|  |  |  | 10.7393 | 107.393 | 0 | 0 | 0 | 0 | 0 | 0 | 0.173 | 0 | 107.393 | 35.762 | 0 | 71.63 | 0 | 0 | 71.63 | 0 | 0 | 0 | 0 | [74 empty] | 4 | 0
|  |  |  | 10.6464 | 106.464 | 0 | 0 | 0 | 0 | 0 | 0 | 0.173 | 0 | 106.464 | 49.811 | 0 | 56.653 | 0 | 0 | 56.653 | 0 | 0 | 0 | 0 | [74 empty] | 3 | 0
|  |  |  | 10.435 | 104.35 | 0 | 0 | 0 | 0 | 0 | 0 | 0.173 | 0 | 104.35 | 69.175 | 0 | 35.175 | 0 | 0 | 35.175 | 0 | 0 | 0 | 0 | [74 empty] | 2 | 0
|  |  |  | 7.9818 | 79.8179 | 0 | 0 | 0 | 0 | 0 | 0 | 0.173 | 0 | 79.818 | 68.578 | 0 | 11.24 | 0 | 0 | 11.24 | 0 | 0 | 0 | 0 | [74 empty] | 1 | 0
|  |  |  | 7.4386 | 74.3857 | 0 | 0 | 0 | 0 | 0 | 0 | 0.173 | 0 | 74.386 | 74.386 | 0 | 0 | 0 | 0 | 0 | 0 | 0 | 0 | 0 | [74 empty] | 0 | 0
|  |  |  | 7.0369 | 70.3685 | 0 | 0 | 0 | 0 | 0 | 0 | 0.173 | 0 | 70.368 | 70.368 | 0 | 0 | 0 | 0 | 0 | 0 | 0 | 0 | 0 | [74 empty] | 0 | 0
|  |  |  | 7.0023 | 70.0232 | 0 | 0 | 0 | 0 | 0 | 0 | 0.173 | 0 | 70.023 | 70.023 | 0 | 0 | 0 | 0 | 0 | 0 | 0 | 0 | 0 | [74 empty] | 0 | 0
|  |  |  | 2.0331 | 20.3312 | 0 | 0 | 0 | 0 | 0 | 0 | 0.173 | 0 | 20.331 | 20.331 | 0 | 0 | 0 | 0 | 0 | 0 | 0 | 0 | 0 | [74 empty] | 0 | 0
|  |  |  | 2.0339 | 20.3395 | 0 | 0 | 0 | 0 | 0 | 0 | 0.173 | 0 | 20.339 | 20.339 | 0 | 0 | 0 | 0 | 0 | 0 | 0 | 0 | 0 | [74 empty] | 0 | 0
|  |  |  | 2.0483 | 20.4834 | 0 | 0 | 0 | 0 | 0 | 0 | 0.173 | 0 | 20.483 | 20.483 | 0 | 0 | 0 | 0 | 0 | 0 | 0 | 0 | 0 | [74 empty] | 0 | 0
|  |  |  | 2.034 | 20.3403 | 0 | 0 | 0 | 0 | 0 | 0 | 0.173 | 0 | 20.34 | 20.34 | 0 | 0 | 0 | 0 | 0 | 0 | 0 | 0 | 0 | [74 empty] | 0 | 0
|  |  |  | 2.0341 | 20.3414 | 0 | 0 | 0 | 0 | 0 | 0 | 0.173 | 0 | 20.341 | 20.341 | 0 | 0 | 0 | 0 | 0 | 0 | 0 | 0 | 0 | [74 empty] | 0 | 0
|  |  |  | 2.0342 | 20.3417 | 0 | 0 | 0 | 0 | 0 | 0 | 0.173 | 0 | 20.342 | 20.342 | 0 | 0 | 0 | 0 | 0 | 0 | 0 | 0 | 0 | [74 empty] | 0 | 0
|  |  |  | 2.034 | 20.3402 | 0 | 0 | 0 | 0 | 0 | 0 | 0.173 | 0 | 20.34 | 20.34 | 0 | 0 | 0 | 0 | 0 | 0 | 0 | 0 | 0 | [74 empty] | 0 | 0
|  |  |  | 2.0411 | 20.4113 | 0 | 0 | 0 | 0 | 0 | 0 | 0.173 | 0 | 20.411 | 20.411 | 0 | 0 | 0 | 0 | 0 | 0 | 0 | 0 | 0 | [74 empty] | 0 | 0
|  |  |  | 2.0403 | 20.4029 | 0 | 0 | 0 | 0 | 0 | 0 | 0.173 | 0 | 20.403 | 20.403 | 0 | 0 | 0 | 0 | 0 | 0 | 0 | 0 | 0 | [74 empty] | 0 | 0
|  |  |  | 3.3764 | 33.7642 | 0 | 0 | 0 | 0 | 0 | 0 | 0.173 | 0 | 33.764 | 33.764 | 0 | 0 | 0 | 0 | 0 | 0 | 0 | 0 | 0 | [74 empty] | 0 | 0
|  |  |  | 6.3856 | 63.8562 | 0 | 0 | 0 | 0 | 0 | 0 | 0.173 | 0 | 63.856 | 63.856 | 0 | 0 | 0 | 0 | 0 | 0 | 0 | 0 | 0 | [74 empty] | 0 | 0
|  |  |  | 7.8882 | 78.8823 | 0 | 0 | 0 | 0 | 0 | 0 | 0.173 | 0 | 78.882 | 73.764 | 0 | 5.119 | 0 | 0 | 5.119 | 0 | 0 | 0 | 0 | [74 empty] | 0 | 0
|  |  |  | 8.2876 | 82.8756 | 0 | 0 | 0 | 0 | 0 | 0 | 0.173 | 0 | 82.876 | 58.17 | 0 | 24.706 | 0 | 0 | 24.706 | 0 | 0 | 0 | 0 | [74 empty] | 8 | 0
|  |  |  | 8.8084 | 88.0836 | 0 | 0 | 0 | 0 | 0 | 0 | 0.173 | 0 | 88.084 | 59.859 | 0 | 28.225 | 0 | 0 | 28.225 | 0 | 0 | 0 | 0 | [74 empty] | 7 | 0
|  |  |  | 9.3163 | 93.1626 | 0 | 0 | 0 | 0 | 0 | 0 | 0.173 | 0 | 93.163 | 41.076 | 0 | 52.087 | 0 | 0 | 52.087 | 0 | 0 | 0 | 0 | [74 empty] | 6 | 0
|  |  |  | 9.6776 | 96.7761 | 0 | 0 | 0 | 0 | 0 | 0 | 0.173 | 0 | 96.776 | 32.591 | 0 | 64.185 | 0 | 0 | 64.185 | 0 | 0 | 0 | 0 | [74 empty] | 5 | 0
|  |  |  | 9.8743 | 98.7426 | 0 | 0 | 0 | 0 | 0 | 0 | 0.173 | 0 | 98.743 | 38.324 | 0 | 60.419 | 0 | 0 | 60.419 | 0 | 0 | 0 | 0 | [74 empty] | 4 | 0
|  |  |  | 9.6024 | 96.024 | 0 | 0 | 0 | 0 | 0 | 0 | 0.173 | 0 | 96.024 | 58.028 | 0 | 37.996 | 0 | 0 | 37.996 | 0 | 0 | 0 | 0 | [74 empty] | 3 | 0
|  |  |  | 9.3716 | 93.7163 | 0 | 0 | 0 | 0 | 0 | 0 | 0.173 | 0 | 93.716 | 59.195 | 0 | 34.521 | 0 | 0 | 34.521 | 0 | 0 | 0 | 0 | [74 empty] | 2 | 0
|  |  |  | 9.0225 | 90.2248 | 0 | 0 | 0 | 0 | 0 | 0 | 0.173 | 0 | 90.225 | 68.442 | 0 | 21.783 | 0 | 0 | 21.783 | 0 | 0 | 0 | 0 | [74 empty] | 1 | 0
|  |  |  | 7.0668 | 70.6678 | 0 | 0 | 0 | 0 | 0 | 0 | 0.173 | 0 | 70.668 | 66.422 | 0 | 4.246 | 0 | 0 | 4.246 | 0 | 0 | 0 | 0 | [74 empty] | 0 | 0
|  |  |  | 7.0793 | 70.7925 | 0 | 0 | 0 | 0 | 0 | 0 | 0.173 | 0 | 70.792 | 70.792 | 0 | 0 | 0 | 0 | 0 | 0 | 0 | 0 | 0 | [74 empty] | 0 | 0
|  |  |  | 7.0513 | 70.5129 | 0 | 0 | 0 | 0 | 0 | 0 | 0.173 | 0 | 70.513 | 70.513 | 0 | 0 | 0 | 0 | 0 | 0 | 0 | 0 | 0 | [74 empty] | 0 | 0
|  |  |  | 6.9031 | 69.0311 | 0 | 0 | 0 | 0 | 0 | 0 | 0.173 | 0 | 69.031 | 69.031 | 0 | 0 | 0 | 0 | 0 | 0 | 0 | 0 | 0 | [74 empty] | 0 | 0
|  |  |  | 2.0378 | 20.378 | 0 | 0 | 0 | 0 | 0 | 0 | 0.173 | 0 | 20.378 | 20.378 | 0 | 0 | 0 | 0 | 0 | 0 | 0 | 0 | 0 | [74 empty] | 0 | 0
|  |  |  | 2.0333 | 20.3333 | 0 | 0 | 0 | 0 | 0 | 0 | 0.173 | 0 | 20.333 | 20.333 | 0 | 0 | 0 | 0 | 0 | 0 | 0 | 0 | 0 | [74 empty] | 0 | 0
|  |  |  | 2.0476 | 20.4763 | 0 | 0 | 0 | 0 | 0 | 0 | 0.173 | 0 | 20.476 | 20.476 | 0 | 0 | 0 | 0 | 0 | 0 | 0 | 0 | 0 | [74 empty] | 0 | 0
|  |  |  | 2.0333 | 20.3332 | 0 | 0 | 0 | 0 | 0 | 0 | 0.173 | 0 | 20.333 | 20.333 | 0 | 0 | 0 | 0 | 0 | 0 | 0 | 0 | 0 | [74 empty] | 0 | 0
|  |  |  | 2.033 | 20.3304 | 0 | 0 | 0 | 0 | 0 | 0 | 0.173 | 0 | 20.33 | 20.33 | 0 | 0 | 0 | 0 | 0 | 0 | 0 | 0 | 0 | [74 empty] | 0 | 0
|  |  |  | 2.0328 | 20.328 | 0 | 0 | 0 | 0 | 0 | 0 | 0.173 | 0 | 20.328 | 20.328 | 0 | 0 | 0 | 0 | 0 | 0 | 0 | 0 | 0 | [74 empty] | 0 | 0
|  |  |  | 2.0326 | 20.3256 | 0 | 0 | 0 | 0 | 0 | 0 | 0.173 | 0 | 20.326 | 20.326 | 0 | 0 | 0 | 0 | 0 | 0 | 0 | 0 | 0 | [74 empty] | 0 | 0
|  |  |  | 2.0394 | 20.3938 | 0 | 0 | 0 | 0 | 0 | 0 | 0.173 | 0 | 20.394 | 20.394 | 0 | 0 | 0 | 0 | 0 | 0 | 0 | 0 | 0 | [74 empty] | 0 | 0
|  |  |  | 2.0383 | 20.3829 | 0 | 0 | 0 | 0 | 0 | 0 | 0.173 | 0 | 20.383 | 20.383 | 0 | 0 | 0 | 0 | 0 | 0 | 0 | 0 | 0 | [74 empty] | 0 | 0
|  |  |  | 3.2165 | 32.1645 | 0 | 0 | 0 | 0 | 0 | 0 | 0.173 | 0 | 32.164 | 32.164 | 0 | 0 | 0 | 0 | 0 | 0 | 0 | 0 | 0 | [74 empty] | 0 | 0
|  |  |  | 6.2695 | 62.6946 | 0 | 0 | 0 | 0 | 0 | 0 | 0.173 | 0 | 62.695 | 62.695 | 0 | 0 | 0 | 0 | 0 | 0 | 0 | 0 | 0 | [74 empty] | 0 | 0
|  |  |  | 7.7693 | 77.6927 | 0 | 0 | 0 | 0 | 0 | 0 | 0.173 | 0 | 77.693 | 61.625 | 0 | 16.068 | 0 | 0 | 16.068 | 0 | 0 | 0 | 0 | [74 empty] | 10 | 0
|  |  |  | 8.0172 | 80.1716 | 0 | 0 | 0 | 0 | 0 | 0 | 0.173 | 0 | 80.172 | 38.991 | 0 | 41.181 | 0 | 0 | 41.181 | 0 | 0 | 0 | 0 | [74 empty] | 9 | 0
|  |  |  | 8.6523 | 86.5231 | 0 | 0 | 0 | 0 | 0 | 0 | 0.173 | 0 | 86.523 | 25.115 | 0 | 61.408 | 0 | 0 | 61.408 | 0 | 0 | 0 | 0 | [74 empty] | 8 | 0
|  |  |  | 9.3278 | 93.2779 | 0 | 0 | 0 | 0 | 0 | 0 | 0.173 | 0 | 93.278 | 19.975 | 0 | 73.302 | 0 | 0 | 73.302 | 0 | 0 | 0 | 0 | [74 empty] | 7 | 0
|  |  |  | 9.6221 | 96.2209 | 0 | 0 | 0 | 0 | 0 | 0 | 0.173 | 0 | 96.221 | 17.596 | 0 | 78.625 | 0 | 0 | 78.625 | 0 | 0 | 0 | 0 | [74 empty] | 6 | 0
|  |  |  | 9.6424 | 96.4238 | 0 | 0 | 0 | 0 | 0 | 0 | 0.173 | 0 | 96.424 | 19.079 | 0 | 77.345 | 0 | 0 | 77.345 | 0 | 0 | 0 | 0 | [74 empty] | 5 | 0
|  |  |  | 9.7656 | 97.6557 | 0 | 0 | 0 | 0 | 0 | 0 | 0.173 | 0 | 97.656 | 28.352 | 0 | 69.304 | 0 | 0 | 69.304 | 0 | 0 | 0 | 0 | [74 empty] | 4 | 0
|  |  |  | 9.6539 | 96.5392 | 0 | 0 | 0 | 0 | 0 | 0 | 0.173 | 0 | 96.539 | 42.024 | 0 | 54.515 | 0 | 0 | 54.515 | 0 | 0 | 0 | 0 | [74 empty] | 3 | 0
|  |  |  | 9.0679 | 90.679 | 0 | 0 | 0 | 0 | 0 | 0 | 0.173 | 0 | 90.679 | 57.19 | 0 | 33.489 | 0 | 0 | 33.489 | 0 | 0 | 0 | 0 | [74 empty] | 2 | 0
|  |  |  | 7.2363 | 72.363 | 0 | 0 | 0 | 0 | 0 | 0 | 0.173 | 0 | 72.363 | 62.504 | 0 | 9.859 | 0 | 0 | 9.859 | 0 | 0 | 0 | 0 | [74 empty] | 1 | 0
|  |  |  | 7.2775 | 72.775 | 0 | 0 | 0 | 0 | 0 | 0 | 0.173 | 0 | 72.775 | 72.775 | 0 | 0 | 0 | 0 | 0 | 0 | 0 | 0 | 0 | [74 empty] | 0 | 0
|  |  |  | 7.1333 | 71.3331 | 0 | 0 | 0 | 0 | 0 | 0 | 0.173 | 0 | 71.333 | 71.333 | 0 | 0 | 0 | 0 | 0 | 0 | 0 | 0 | 0 | [74 empty] | 0 | 0
|  |  |  | 7.1263 | 71.2629 | 0 | 0 | 0 | 0 | 0 | 0 | 0.173 | 0 | 71.263 | 71.263 | 0 | 0 | 0 | 0 | 0 | 0 | 0 | 0 | 0 | [74 empty] | 0 | 0
|  |  |  | 2.0385 | 20.3849 | 0 | 0 | 0 | 0 | 0 | 0 | 0.173 | 0 | 20.385 | 20.385 | 0 | 0 | 0 | 0 | 0 | 0 | 0 | 0 | 0 | [74 empty] | 0 | 0
|  |  |  | 2.0338 | 20.3378 | 0 | 0 | 0 | 0 | 0 | 0 | 0.173 | 0 | 20.338 | 20.338 | 0 | 0 | 0 | 0 | 0 | 0 | 0 | 0 | 0 | [74 empty] | 0 | 0
|  |  |  | 2.048 | 20.4801 | 0 | 0 | 0 | 0 | 0 | 0 | 0.173 | 0 | 20.48 | 20.48 | 0 | 0 | 0 | 0 | 0 | 0 | 0 | 0 | 0 | [74 empty] | 0 | 0
|  |  |  | 2.0339 | 20.3392 | 0 | 0 | 0 | 0 | 0 | 0 | 0.173 | 0 | 20.339 | 20.339 | 0 | 0 | 0 | 0 | 0 | 0 | 0 | 0 | 0 | [74 empty] | 0 | 0
|  |  |  | 2.0336 | 20.3358 | 0 | 0 | 0 | 0 | 0 | 0 | 0.173 | 0 | 20.336 | 20.336 | 0 | 0 | 0 | 0 | 0 | 0 | 0 | 0 | 0 | [74 empty] | 0 | 0
|  |  |  | 2.0334 | 20.3338 | 0 | 0 | 0 | 0 | 0 | 0 | 0.173 | 0 | 20.334 | 20.334 | 0 | 0 | 0 | 0 | 0 | 0 | 0 | 0 | 0 | [74 empty] | 0 | 0
|  |  |  | 2.0333 | 20.3328 | 0 | 0 | 0 | 0 | 0 | 0 | 0.173 | 0 | 20.333 | 20.333 | 0 | 0 | 0 | 0 | 0 | 0 | 0 | 0 | 0 | [74 empty] | 0 | 0
|  |  |  | 2.0688 | 20.6881 | 0 | 0 | 0 | 0 | 0 | 0 | 0.173 | 0 | 20.688 | 20.688 | 0 | 0 | 0 | 0 | 0 | 0 | 0 | 0 | 0 | [74 empty] | 0 | 0
|  |  |  | 2.0626 | 20.6262 | 0 | 0 | 0 | 0 | 0 | 0 | 0.173 | 0 | 20.626 | 20.626 | 0 | 0 | 0 | 0 | 0 | 0 | 0 | 0 | 0 | [74 empty] | 0 | 0
|  |  |  | 3.318 | 33.1805 | 0 | 0 | 0 | 0 | 0 | 0 | 0.173 | 0 | 33.18 | 33.18 | 0 | 0 | 0 | 0 | 0 | 0 | 0 | 0 | 0 | [74 empty] | 0 | 0
|  |  |  | 6.3293 | 63.2928 | 0 | 0 | 0 | 0 | 0 | 0 | 0.173 | 0 | 63.293 | 63.293 | 0 | 0 | 0 | 0 | 0 | 0 | 0 | 0 | 0 | [74 empty] | 0 | 0
|  |  |  | 7.8336 | 78.3365 | 0 | 0 | 0 | 0 | 0 | 0 | 0.173 | 0 | 78.337 | 61.992 | 0 | 16.344 | 0 | 0 | 16.344 | 0 | 0 | 0 | 0 | [74 empty] | 10 | 0
|  |  |  | 8.1519 | 81.5187 | 0 | 0 | 0 | 0 | 0 | 0 | 0.173 | 0 | 81.519 | 39.204 | 0 | 42.315 | 0 | 0 | 42.315 | 0 | 0 | 0 | 0 | [74 empty] | 9 | 0
|  |  |  | 8.5012 | 85.012 | 0 | 0 | 0 | 0 | 0 | 0 | 0.173 | 0 | 85.012 | 21.714 | 0 | 63.298 | 0 | 0 | 63.298 | 0 | 0 | 0 | 0 | [74 empty] | 8 | 0
|  |  |  | 8.8124 | 88.124 | 0 | 0 | 0 | 0 | 0 | 0 | 0.173 | 0 | 88.124 | 11.812 | 0 | 76.312 | 0 | 0 | 76.312 | 0 | 0 | 0 | 0 | [74 empty] | 7 | 0
|  |  |  | 9.0318 | 90.3178 | 0 | 0 | 0 | 0 | 0 | 0 | 0.173 | 0 | 90.318 | 8.421 | 0 | 81.896 | 0 | 0 | 81.896 | 0 | 0 | 0 | 0 | [74 empty] | 6 | 0
|  |  |  | 9.0449 | 90.4487 | 0 | 0 | 0 | 0 | 0 | 0 | 0.173 | 0 | 90.449 | 11.65 | 0 | 78.799 | 0 | 0 | 78.799 | 0 | 0 | 0 | 0 | [74 empty] | 5 | 0
|  |  |  | 9.1378 | 91.378 | 0 | 0 | 0 | 0 | 0 | 0 | 0.173 | 0 | 91.378 | 20.155 | 0 | 71.223 | 0 | 0 | 71.223 | 0 | 0 | 0 | 0 | [74 empty] | 4 | 0
|  |  |  | 9.0337 | 90.3372 | 0 | 0 | 0 | 0 | 0 | 0 | 0.173 | 0 | 90.337 | 34.193 | 0 | 56.144 | 0 | 0 | 56.144 | 0 | 0 | 0 | 0 | [74 empty] | 3 | 0
|  |  |  | 8.62 | 86.2001 | 0 | 0 | 0 | 0 | 0 | 0 | 0.173 | 0 | 86.2 | 51.752 | 0 | 34.448 | 0 | 0 | 34.448 | 0 | 0 | 0 | 0 | [74 empty] | 2 | 0
|  |  |  | 7.2298 | 72.2978 | 0 | 0 | 0 | 0 | 0 | 0 | 0.173 | 0 | 72.298 | 62.221 | 0 | 10.077 | 0 | 0 | 10.077 | 0 | 0 | 0 | 0 | [74 empty] | 1 | 0
|  |  |  | 7.52 | 75.1998 | 0 | 0 | 0 | 0 | 0 | 0 | 0.173 | 0 | 75.2 | 75.2 | 0 | 0 | 0 | 0 | 0 | 0 | 0 | 0 | 0 | [74 empty] | 0 | 0
|  |  |  | 7.561 | 75.6104 | 0 | 0 | 0 | 0 | 0 | 0 | 0.173 | 0 | 75.61 | 75.61 | 0 | 0 | 0 | 0 | 0 | 0 | 0 | 0 | 0 | [74 empty] | 0 | 0
|  |  |  | 7.5611 | 75.6113 | 0 | 0 | 0 | 0 | 0 | 0 | 0.173 | 0 | 75.611 | 75.611 | 0 | 0 | 0 | 0 | 0 | 0 | 0 | 0 | 0 | [74 empty] | 0 | 0
|  |  |  | 2.0337 | 20.3368 | 0 | 0 | 0 | 0 | 0 | 0 | 0.173 | 0 | 20.337 | 20.337 | 0 | 0 | 0 | 0 | 0 | 0 | 0 | 0 | 0 | [74 empty] | 0 | 0
|  |  |  | 2.0343 | 20.3431 | 0 | 0 | 0 | 0 | 0 | 0 | 0.173 | 0 | 20.343 | 20.343 | 0 | 0 | 0 | 0 | 0 | 0 | 0 | 0 | 0 | [74 empty] | 0 | 0
|  |  |  | 2.0483 | 20.4829 | 0 | 0 | 0 | 0 | 0 | 0 | 0.173 | 0 | 20.483 | 20.483 | 0 | 0 | 0 | 0 | 0 | 0 | 0 | 0 | 0 | [74 empty] | 0 | 0
|  |  |  | 2.0346 | 20.3457 | 0 | 0 | 0 | 0 | 0 | 0 | 0.173 | 0 | 20.346 | 20.346 | 0 | 0 | 0 | 0 | 0 | 0 | 0 | 0 | 0 | [74 empty] | 0 | 0
|  |  |  | 2.0345 | 20.3452 | 0 | 0 | 0 | 0 | 0 | 0 | 0.173 | 0 | 20.345 | 20.345 | 0 | 0 | 0 | 0 | 0 | 0 | 0 | 0 | 0 | [74 empty] | 0 | 0
|  |  |  | 2.0344 | 20.344 | 0 | 0 | 0 | 0 | 0 | 0 | 0.173 | 0 | 20.344 | 20.344 | 0 | 0 | 0 | 0 | 0 | 0 | 0 | 0 | 0 | [74 empty] | 0 | 0
|  |  |  | 2.0343 | 20.3433 | 0 | 0 | 0 | 0 | 0 | 0 | 0.173 | 0 | 20.343 | 20.343 | 0 | 0 | 0 | 0 | 0 | 0 | 0 | 0 | 0 | [74 empty] | 0 | 0
|  |  |  | 2.0419 | 20.4191 | 0 | 0 | 0 | 0 | 0 | 0 | 0.173 | 0 | 20.419 | 20.419 | 0 | 0 | 0 | 0 | 0 | 0 | 0 | 0 | 0 | [74 empty] | 0 | 0
|  |  |  | 2.0411 | 20.4113 | 0 | 0 | 0 | 0 | 0 | 0 | 0.173 | 0 | 20.411 | 20.411 | 0 | 0 | 0 | 0 | 0 | 0 | 0 | 0 | 0 | [74 empty] | 0 | 0
|  |  |  | 2.0412 | 20.4115 | 0 | 0 | 0 | 0 | 0 | 0 | 0.173 | 0 | 20.412 | 20.412 | 0 | 0 | 0 | 0 | 0 | 0 | 0 | 0 | 0 | [74 empty] | 0 | 0
|  |  |  | 1.7562 | 17.5617 | 0 | 0 | 0 | 0 | 0 | 0 | 0.173 | 0 | 17.562 | 17.562 | 0 | 0 | 0 | 0 | 0 | 0 | 0 | 0 | 0 | [74 empty] | 0 | 0
|  |  |  | 1.6997 | 16.9972 | 0 | 0 | 0 | 0 | 0 | 0 | 0.173 | 0 | 16.997 | 1.598 | 0 | 15.399 | 0 | 0 | 15.399 | 0 | 0 | 0 | 0 | [74 empty] | 10 | 0
|  |  |  | 1.7005 | 17.0048 | 0 | 0 | 0 | 0 | 0 | 0 | 0.173 | 0 | 17.005 | 0 | 0 | 40.41 | 0 | 23.405 | 17.005 | 0 | 0 | 0 | 0 | [74 empty] | 9 | 0
|  |  |  | 1.701 | 17.01 | 0 | 0 | 0 | 0 | 0 | 0 | 0.173 | 0 | 17.01 | 0 | 0 | 60.259 | 0 | 43.249 | 17.01 | 0 | 0 | 0 | 0 | [74 empty] | 8 | 0
|  |  |  | 1.714 | 17.1399 | 0 | 0 | 0 | 0 | 0 | 0 | 0.173 | 0 | 17.14 | 0 | 0 | 71.485 | 0 | 54.345 | 17.14 | 0 | 0 | 0 | 0 | [74 empty] | 7 | 0
|  |  |  | 2.2422 | 22.4215 | 0 | 0 | 0 | 0 | 0 | 0 | 0.173 | 0 | 22.421 | 0 | 0 | 58.848 | 0 | 36.427 | 22.421 | 0 | 0 | 0 | 0 | [74 empty] | 6 | 0
|  |  |  | 2.626 | 26.2601 | 0 | 0 | 0 | 0 | 0 | 0 | 0.173 | 0 | 26.26 | 0 | 0 | 56.813 | 0 | 30.553 | 26.26 | 0 | 0 | 0 | 0 | [74 empty] | 5 | 0
|  |  |  | 2.4018 | 24.0177 | 0 | 0 | 0 | 0 | 0 | 0 | 0.173 | 0 | 24.018 | 0 | 0 | 53.09 | 0 | 29.072 | 24.018 | 0 | 0 | 0 | 0 | [74 empty] | 4 | 0
|  |  |  | 2.5848 | 25.8482 | 0 | 0 | 0 | 0 | 0 | 0 | 0.173 | 0 | 25.848 | 0 | 0 | 55.082 | 0 | 29.234 | 25.848 | 0 | 0 | 0 | 0 | [74 empty] | 3 | 0
|  |  |  | 2.1493 | 21.4931 | 0 | 0 | 0 | 0 | 0 | 0 | 0.173 | 0 | 21.493 | 0 | 0 | 33.067 | 0 | 11.574 | 21.493 | 0 | 0 | 0 | 0 | [74 empty] | 2 | 0
|  |  |  | 1.8787 | 18.7867 | 0 | 0 | 0 | 0 | 0 | 0 | 0.173 | 0 | 18.787 | 13.683 | 0 | 5.104 | 0 | 0 | 5.104 | 0 | 0 | 0 | 0 | [74 empty] | 1 | 0
|  |  |  | 2.0363 | 20.3627 | 0 | 0 | 0 | 0 | 0 | 0 | 0.173 | 0 | 20.363 | 20.363 | 0 | 0 | 0 | 0 | 0 | 0 | 0 | 0 | 0 | [74 empty] | 0 | 0
|  |  |  | 2.0433 | 20.4327 | 0 | 0 | 0 | 0 | 0 | 0 | 0.173 | 0 | 20.433 | 20.433 | 0 | 0 | 0 | 0 | 0 | 0 | 0 | 0 | 0 | [74 empty] | 0 | 0
|  |  |  | 2.0425 | 20.4253 | 0 | 0 | 0 | 0 | 0 | 0 | 0.173 | 0 | 20.425 | 20.425 | 0 | 0 | 0 | 0 | 0 | 0 | 0 | 0 | 0 | [74 empty] | 0 | 0
|  |  |  | 2.0386 | 20.386 | 0 | 0 | 0 | 0 | 0 | 0 | 0.173 | 0 | 20.386 | 20.386 | 0 | 0 | 0 | 0 | 0 | 0 | 0 | 0 | 0 | [74 empty] | 0 | 0
|  |  |  | 2.0327 | 20.3274 | 0 | 0 | 0 | 0 | 0 | 0 | 0.173 | 0 | 20.327 | 20.327 | 0 | 0 | 0 | 0 | 0 | 0 | 0 | 0 | 0 | [74 empty] | 0 | 0
|  |  |  | 2.0459 | 20.4586 | 0 | 0 | 0 | 0 | 0 | 0 | 0.173 | 0 | 20.459 | 20.459 | 0 | 0 | 0 | 0 | 0 | 0 | 0 | 0 | 0 | [74 empty] | 0 | 0
|  |  |  | 2.0325 | 20.3247 | 0 | 0 | 0 | 0 | 0 | 0 | 0.173 | 0 | 20.325 | 20.325 | 0 | 0 | 0 | 0 | 0 | 0 | 0 | 0 | 0 | [74 empty] | 0 | 0
|  |  |  | 2.0322 | 20.3218 | 0 | 0 | 0 | 0 | 0 | 0 | 0.173 | 0 | 20.322 | 20.322 | 0 | 0 | 0 | 0 | 0 | 0 | 0 | 0 | 0 | [74 empty] | 0 | 0
|  |  |  | 2.0316 | 20.3157 | 0 | 0 | 0 | 0 | 0 | 0 | 0.173 | 0 | 20.316 | 20.316 | 0 | 0 | 0 | 0 | 0 | 0 | 0 | 0 | 0 | [74 empty] | 0 | 0
|  |  |  | 2.0312 | 20.3125 | 0 | 0 | 0 | 0 | 0 | 0 | 0.173 | 0 | 20.312 | 20.312 | 0 | 0 | 0 | 0 | 0 | 0 | 0 | 0 | 0 | [74 empty] | 0 | 0
|  |  |  | 2.0379 | 20.3793 | 0 | 0 | 0 | 0 | 0 | 0 | 0.173 | 0 | 20.379 | 20.379 | 0 | 0 | 0 | 0 | 0 | 0 | 0 | 0 | 0 | [74 empty] | 0 | 0
|  |  |  | 2.0373 | 20.3726 | 0 | 0 | 0 | 0 | 0 | 0 | 0.173 | 0 | 20.373 | 20.373 | 0 | 0 | 0 | 0 | 0 | 0 | 0 | 0 | 0 | [74 empty] | 0 | 0
|  |  |  | 2.0376 | 20.3757 | 0 | 0 | 0 | 0 | 0 | 0 | 0.173 | 0 | 20.376 | 20.376 | 0 | 0 | 0 | 0 | 0 | 0 | 0 | 0 | 0 | [74 empty] | 0 | 0
|  |  |  | 1.8096 | 18.0961 | 0 | 0 | 0 | 0 | 0 | 0 | 0.173 | 0 | 18.096 | 18.096 | 0 | 0 | 0 | 0 | 0 | 0 | 0 | 0 | 0 | [74 empty] | 0 | 0
|  |  |  | 1.6975 | 16.9754 | 0 | 0 | 0 | 0 | 0 | 0 | 0.173 | 0 | 16.975 | 11.988 | 0 | 4.988 | 0 | 0 | 4.988 | 0 | 0 | 0 | 0 | [74 empty] | 10 | 0
|  |  |  | 1.6993 | 16.9928 | 0 | 0 | 0 | 0 | 0 | 0 | 0.173 | 0 | 16.993 | 0 | 0 | 22.306 | 0 | 5.313 | 16.993 | 0 | 0 | 0 | 0 | [74 empty] | 9 | 0
|  |  |  | 1.7005 | 17.0047 | 0 | 0 | 0 | 0 | 0 | 0 | 0.173 | 0 | 17.005 | 0 | 0 | 24.211 | 0 | 7.206 | 17.005 | 0 | 0 | 0 | 0 | [74 empty] | 8 | 0
|  |  |  | 2.1625 | 21.625 | 0 | 0 | 0 | 0 | 0 | 0 | 0.173 | 0 | 21.625 | 0 | 0 | 50.938 | 0 | 29.313 | 21.625 | 0 | 0 | 0 | 0 | [74 empty] | 7 | 0
|  |  |  | 2.4149 | 24.1487 | 0 | 0 | 0 | 0 | 0 | 0 | 0.173 | 0 | 24.149 | 0 | 0 | 79.424 | 0 | 55.276 | 24.148 | 0 | 0 | 0 | 0 | [74 empty] | 6 | 0
|  |  |  | 2.4663 | 24.6625 | 0 | 0 | 0 | 0 | 0 | 0 | 0.173 | 0 | 24.662 | 0 | 0 | 78.901 | 0 | 54.238 | 24.663 | 0 | 0 | 0 | 0 | [74 empty] | 5 | 0
|  |  |  | 2.5009 | 25.009 | 0 | 0 | 0 | 0 | 0 | 0 | 0.173 | 0 | 25.009 | 0 | 0 | 52.828 | 0 | 27.819 | 25.009 | 0 | 0 | 0 | 0 | [74 empty] | 4 | 0
|  |  |  | 2.3907 | 23.9074 | 0 | 0 | 0 | 0 | 0 | 0 | 0.173 | 0 | 23.907 | 0 | 0 | 31.104 | 0 | 7.196 | 23.908 | 0 | 0 | 0 | 0 | [74 empty] | 3 | 0
|  |  |  | 2.3251 | 23.2508 | 0 | 0 | 0 | 0 | 0 | 0 | 0.173 | 0 | 23.251 | 18.801 | 0 | 4.45 | 0 | 0 | 4.45 | 0 | 0 | 0 | 0 | [74 empty] | 2 | 0
|  |  |  | 2.0107 | 20.107 | 0 | 0 | 0 | 0 | 0 | 0 | 0.173 | 0 | 20.107 | 13.214 | 0 | 6.893 | 0 | 0 | 6.893 | 0 | 0 | 0 | 0 | [74 empty] | 1 | 0
|  |  |  | 2.036 | 20.3595 | 0 | 0 | 0 | 0 | 0 | 0 | 0.173 | 0 | 20.359 | 20.359 | 0 | 0 | 0 | 0 | 0 | 0 | 0 | 0 | 0 | [74 empty] | 0 | 0
|  |  |  | 2.0429 | 20.4295 | 0 | 0 | 0 | 0 | 0 | 0 | 0.173 | 0 | 20.43 | 20.43 | 0 | 0 | 0 | 0 | 0 | 0 | 0 | 0 | 0 | [74 empty] | 0 | 0
|  |  |  | 2.0422 | 20.4222 | 0 | 0 | 0 | 0 | 0 | 0 | 0.173 | 0 | 20.422 | 20.422 | 0 | 0 | 0 | 0 | 0 | 0 | 0 | 0 | 0 | [74 empty] | 0 | 0
|  |  |  | 2.0385 | 20.3854 | 0 | 0 | 0 | 0 | 0 | 0 | 0.173 | 0 | 20.385 | 20.385 | 0 | 0 | 0 | 0 | 0 | 0 | 0 | 0 | 0 | [74 empty] | 0 | 0
|  |  |  | 2.0326 | 20.3263 | 0 | 0 | 0 | 0 | 0 | 0 | 0.173 | 0 | 20.326 | 20.326 | 0 | 0 | 0 | 0 | 0 | 0 | 0 | 0 | 0 | [74 empty] | 0 | 0
|  |  |  | 2.0458 | 20.4577 | 0 | 0 | 0 | 0 | 0 | 0 | 0.173 | 0 | 20.458 | 20.458 | 0 | 0 | 0 | 0 | 0 | 0 | 0 | 0 | 0 | [74 empty] | 0 | 0
|  |  |  | 2.0322 | 20.3222 | 0 | 0 | 0 | 0 | 0 | 0 | 0.173 | 0 | 20.322 | 20.322 | 0 | 0 | 0 | 0 | 0 | 0 | 0 | 0 | 0 | [74 empty] | 0 | 0
|  |  |  | 2.0318 | 20.3176 | 0 | 0 | 0 | 0 | 0 | 0 | 0.173 | 0 | 20.318 | 20.318 | 0 | 0 | 0 | 0 | 0 | 0 | 0 | 0 | 0 | [74 empty] | 0 | 0
|  |  |  | 2.0315 | 20.3147 | 0 | 0 | 0 | 0 | 0 | 0 | 0.173 | 0 | 20.315 | 20.315 | 0 | 0 | 0 | 0 | 0 | 0 | 0 | 0 | 0 | [74 empty] | 0 | 0
|  |  |  | 2.0312 | 20.3122 | 0 | 0 | 0 | 0 | 0 | 0 | 0.173 | 0 | 20.312 | 20.312 | 0 | 0 | 0 | 0 | 0 | 0 | 0 | 0 | 0 | [74 empty] | 0 | 0
|  |  |  | 2.0309 | 20.3088 | 0 | 0 | 0 | 0 | 0 | 0 | 0.173 | 0 | 20.309 | 20.309 | 0 | 0 | 0 | 0 | 0 | 0 | 0 | 0 | 0 | [74 empty] | 0 | 0
|  |  |  | 2.0373 | 20.3735 | 0 | 0 | 0 | 0 | 0 | 0 | 0.173 | 0 | 20.374 | 20.374 | 0 | 0 | 0 | 0 | 0 | 0 | 0 | 0 | 0 | [74 empty] | 0 | 0
|  |  |  | 2.0366 | 20.3665 | 0 | 0 | 0 | 0 | 0 | 0 | 0.173 | 0 | 20.366 | 20.366 | 0 | 0 | 0 | 0 | 0 | 0 | 0 | 0 | 0 | [74 empty] | 0 | 0
|  |  |  | 2.9921 | 29.9206 | 0 | 0 | 0 | 0 | 0 | 0 | 0.173 | 0 | 29.921 | 29.921 | 0 | 0 | 0 | 0 | 0 | 0 | 0 | 0 | 0 | [74 empty] | 0 | 0
|  |  |  | 6.2655 | 62.6551 | 0 | 0 | 0 | 0 | 0 | 0 | 0.173 | 0 | 62.655 | 47.503 | 0 | 15.152 | 0 | 0 | 15.152 | 0 | 0 | 0 | 0 | [74 empty] | 10 | 0
|  |  |  | 7.9402 | 79.4021 | 0 | 0 | 0 | 0 | 0 | 0 | 0.173 | 0 | 79.402 | 37.945 | 0 | 41.457 | 0 | 0 | 41.457 | 0 | 0 | 0 | 0 | [74 empty] | 9 | 0
|  |  |  | 8.2713 | 82.7125 | 0 | 0 | 0 | 0 | 0 | 0 | 0.173 | 0 | 82.712 | 19.647 | 0 | 63.065 | 0 | 0 | 63.065 | 0 | 0 | 0 | 0 | [74 empty] | 8 | 0
|  |  |  | 8.8833 | 88.8327 | 0 | 0 | 0 | 0 | 0 | 0 | 0.173 | 0 | 88.833 | 11.75 | 0 | 77.083 | 0 | 0 | 77.083 | 0 | 0 | 0 | 0 | [74 empty] | 7 | 0
|  |  |  | 9.9797 | 99.797 | 0 | 0 | 0 | 0 | 0 | 0 | 0.173 | 0 | 99.797 | 16.083 | 0 | 83.714 | 0 | 0 | 83.714 | 0 | 0 | 0 | 0 | [74 empty] | 6 | 0
|  |  |  | 10.4687 | 104.687 | 0 | 0 | 0 | 0 | 0 | 0 | 0.173 | 0 | 104.687 | 21.118 | 0 | 83.569 | 0 | 0 | 83.569 | 0 | 0 | 0 | 0 | [74 empty] | 5 | 0
|  |  |  | 10.1233 | 101.233 | 0 | 0 | 0 | 0 | 0 | 0 | 0.173 | 0 | 101.233 | 26.956 | 0 | 74.277 | 0 | 0 | 74.277 | 0 | 0 | 0 | 0 | [74 empty] | 4 | 0
|  |  |  | 9.7088 | 97.0885 | 0 | 0 | 0 | 0 | 0 | 0 | 0.173 | 0 | 97.088 | 38.909 | 0 | 58.18 | 0 | 0 | 58.18 | 0 | 0 | 0 | 0 | [74 empty] | 3 | 0
|  |  |  | 9.1312 | 91.3117 | 0 | 0 | 0 | 0 | 0 | 0 | 0.173 | 0 | 91.312 | 56.573 | 0 | 34.739 | 0 | 0 | 34.739 | 0 | 0 | 0 | 0 | [74 empty] | 2 | 0
|  |  |  | 8.4414 | 84.4142 | 0 | 0 | 0 | 0 | 0 | 0 | 0.173 | 0 | 84.414 | 75.05 | 0 | 9.365 | 0 | 0 | 9.365 | 0 | 0 | 0 | 0 | [74 empty] | 1 | 0
|  |  |  | 7.2413 | 72.4133 | 0 | 0 | 0 | 0 | 0 | 0 | 0.173 | 0 | 72.413 | 72.413 | 0 | 0 | 0 | 0 | 0 | 0 | 0 | 0 | 0 | [74 empty] | 0 | 0
|  |  |  | 7.1402 | 71.4016 | 0 | 0 | 0 | 0 | 0 | 0 | 0.173 | 0 | 71.402 | 71.402 | 0 | 0 | 0 | 0 | 0 | 0 | 0 | 0 | 0 | [74 empty] | 0 | 0
|  |  |  | 7.2062 | 72.0615 | 0 | 0 | 0 | 0 | 0 | 0 | 0.173 | 0 | 72.062 | 72.062 | 0 | 0 | 0 | 0 | 0 | 0 | 0 | 0 | 0 | [74 empty] | 0 | 0
|  |  |  | 7.1355 | 71.3551 | 0 | 0 | 0 | 0 | 0 | 0 | 0.173 | 0 | 71.355 | 71.355 | 0 | 0 | 0 | 0 | 0 | 0 | 0 | 0 | 0 | [74 empty] | 0 | 0
|  |  |  | 2.0381 | 20.3809 | 0 | 0 | 0 | 0 | 0 | 0 | 0.173 | 0 | 20.381 | 20.381 | 0 | 0 | 0 | 0 | 0 | 0 | 0 | 0 | 0 | [74 empty] | 0 | 0
|  |  |  | 2.0335 | 20.3346 | 0 | 0 | 0 | 0 | 0 | 0 | 0.173 | 0 | 20.335 | 20.335 | 0 | 0 | 0 | 0 | 0 | 0 | 0 | 0 | 0 | [74 empty] | 0 | 0
|  |  |  | 2.0476 | 20.4764 | 0 | 0 | 0 | 0 | 0 | 0 | 0.173 | 0 | 20.476 | 20.476 | 0 | 0 | 0 | 0 | 0 | 0 | 0 | 0 | 0 | [74 empty] | 0 | 0
|  |  |  | 2.0339 | 20.3388 | 0 | 0 | 0 | 0 | 0 | 0 | 0.173 | 0 | 20.339 | 20.339 | 0 | 0 | 0 | 0 | 0 | 0 | 0 | 0 | 0 | [74 empty] | 0 | 0
|  |  |  | 2.0339 | 20.3395 | 0 | 0 | 0 | 0 | 0 | 0 | 0.173 | 0 | 20.339 | 20.339 | 0 | 0 | 0 | 0 | 0 | 0 | 0 | 0 | 0 | [74 empty] | 0 | 0
|  |  |  | 2.0338 | 20.3376 | 0 | 0 | 0 | 0 | 0 | 0 | 0.173 | 0 | 20.338 | 20.338 | 0 | 0 | 0 | 0 | 0 | 0 | 0 | 0 | 0 | [74 empty] | 0 | 0
|  |  |  | 2.0333 | 20.3326 | 0 | 0 | 0 | 0 | 0 | 0 | 0.173 | 0 | 20.333 | 20.333 | 0 | 0 | 0 | 0 | 0 | 0 | 0 | 0 | 0 | [74 empty] | 0 | 0
|  |  |  | 2.0686 | 20.6858 | 0 | 0 | 0 | 0 | 0 | 0 | 0.173 | 0 | 20.686 | 20.686 | 0 | 0 | 0 | 0 | 0 | 0 | 0 | 0 | 0 | [74 empty] | 0 | 0
|  |  |  | 2.0627 | 20.6275 | 0 | 0 | 0 | 0 | 0 | 0 | 0.173 | 0 | 20.627 | 20.627 | 0 | 0 | 0 | 0 | 0 | 0 | 0 | 0 | 0 | [74 empty] | 0 | 0
|  |  |  | 3.195 | 31.9503 | 0 | 0 | 0 | 0 | 0 | 0 | 0.173 | 0 | 31.95 | 31.95 | 0 | 0 | 0 | 0 | 0 | 0 | 0 | 0 | 0 | [74 empty] | 0 | 0
|  |  |  | 6.4978 | 64.9781 | 0 | 0 | 0 | 0 | 0 | 0 | 0.173 | 0 | 64.978 | 49.986 | 0 | 14.992 | 0 | 0 | 14.992 | 0 | 0 | 0 | 0 | [74 empty] | 9 | 0
|  |  |  | 8.2227 | 82.2267 | 0 | 0 | 0 | 0 | 0 | 0 | 0.173 | 0 | 82.227 | 41.06 | 0 | 41.166 | 0 | 0 | 41.166 | 0 | 0 | 0 | 0 | [74 empty] | 8 | 0
|  |  |  | 8.9098 | 89.0983 | 0 | 0 | 0 | 0 | 0 | 0 | 0.173 | 0 | 89.098 | 28.01 | 0 | 61.088 | 0 | 0 | 61.088 | 0 | 0 | 0 | 0 | [74 empty] | 7 | 0
|  |  |  | 9.5635 | 95.6347 | 0 | 0 | 0 | 0 | 0 | 0 | 0.173 | 0 | 95.635 | 22.23 | 0 | 73.404 | 0 | 0 | 73.404 | 0 | 0 | 0 | 0 | [74 empty] | 6 | 0
|  |  |  | 10.5109 | 105.109 | 0 | 0 | 0 | 0 | 0 | 0 | 0.173 | 0 | 105.109 | 26.092 | 0 | 79.017 | 0 | 0 | 79.017 | 0 | 0 | 0 | 0 | [74 empty] | 5 | 0
|  |  |  | 10.9382 | 109.382 | 0 | 0 | 0 | 0 | 0 | 0 | 0.173 | 0 | 109.382 | 31.95 | 0 | 77.432 | 0 | 0 | 77.432 | 0 | 0 | 0 | 0 | [74 empty] | 4 | 0
|  |  |  | 10.4787 | 104.787 | 0 | 0 | 0 | 0 | 0 | 0 | 0.173 | 0 | 104.787 | 35.775 | 0 | 69.013 | 0 | 0 | 69.013 | 0 | 0 | 0 | 0 | [74 empty] | 3 | 0
|  |  |  | 10.1047 | 101.047 | 0 | 0 | 0 | 0 | 0 | 0 | 0.173 | 0 | 101.047 | 46.895 | 0 | 54.152 | 0 | 0 | 54.152 | 0 | 0 | 0 | 0 | [74 empty] | 2 | 0
|  |  |  | 9.6279 | 96.2789 | 0 | 0 | 0 | 0 | 0 | 0 | 0.173 | 0 | 96.279 | 63.779 | 0 | 32.5 | 0 | 0 | 32.5 | 0 | 0 | 0 | 0 | [74 empty] | 1 | 0
|  |  |  | 8.8588 | 88.5881 | 0 | 0 | 0 | 0 | 0 | 0 | 0.173 | 0 | 88.588 | 79.892 | 0 | 8.696 | 0 | 0 | 8.696 | 0 | 0 | 0 | 0 | [74 empty] | 0 | 0
|  |  |  | 7.3092 | 73.0919 | 0 | 0 | 0 | 0 | 0 | 0 | 0.173 | 0 | 73.092 | 73.092 | 0 | 0 | 0 | 0 | 0 | 0 | 0 | 0 | 0 | [74 empty] | 0 | 0
|  |  |  | 7.1367 | 71.3665 | 0 | 0 | 0 | 0 | 0 | 0 | 0.173 | 0 | 71.366 | 71.366 | 0 | 0 | 0 | 0 | 0 | 0 | 0 | 0 | 0 | [74 empty] | 0 | 0
|  |  |  | 7.2386 | 72.3864 | 0 | 0 | 0 | 0 | 0 | 0 | 0.173 | 0 | 72.386 | 72.386 | 0 | 0 | 0 | 0 | 0 | 0 | 0 | 0 | 0 | [74 empty] | 0 | 0
|  |  |  | 7.2615 | 72.6154 | 0 | 0 | 0 | 0 | 0 | 0 | 0.173 | 0 | 72.615 | 72.615 | 0 | 0 | 0 | 0 | 0 | 0 | 0 | 0 | 0 | [74 empty] | 0 | 0
|  |  |  | 2.033 | 20.3296 | 0 | 0 | 0 | 0 | 0 | 0 | 0.173 | 0 | 20.33 | 20.33 | 0 | 0 | 0 | 0 | 0 | 0 | 0 | 0 | 0 | [74 empty] | 0 | 0
|  |  |  | 2.0336 | 20.3362 | 0 | 0 | 0 | 0 | 0 | 0 | 0.173 | 0 | 20.336 | 20.336 | 0 | 0 | 0 | 0 | 0 | 0 | 0 | 0 | 0 | [74 empty] | 0 | 0
|  |  |  | 2.0476 | 20.4759 | 0 | 0 | 0 | 0 | 0 | 0 | 0.173 | 0 | 20.476 | 20.476 | 0 | 0 | 0 | 0 | 0 | 0 | 0 | 0 | 0 | [74 empty] | 0 | 0
|  |  |  | 2.0335 | 20.3352 | 0 | 0 | 0 | 0 | 0 | 0 | 0.173 | 0 | 20.335 | 20.335 | 0 | 0 | 0 | 0 | 0 | 0 | 0 | 0 | 0 | [74 empty] | 0 | 0
|  |  |  | 2.0332 | 20.3321 | 0 | 0 | 0 | 0 | 0 | 0 | 0.173 | 0 | 20.332 | 20.332 | 0 | 0 | 0 | 0 | 0 | 0 | 0 | 0 | 0 | [74 empty] | 0 | 0
|  |  |  | 2.0328 | 20.3276 | 0 | 0 | 0 | 0 | 0 | 0 | 0.173 | 0 | 20.328 | 20.328 | 0 | 0 | 0 | 0 | 0 | 0 | 0 | 0 | 0 | [74 empty] | 0 | 0
|  |  |  | 2.0325 | 20.3253 | 0 | 0 | 0 | 0 | 0 | 0 | 0.173 | 0 | 20.325 | 20.325 | 0 | 0 | 0 | 0 | 0 | 0 | 0 | 0 | 0 | [74 empty] | 0 | 0
|  |  |  | 2.0398 | 20.3975 | 0 | 0 | 0 | 0 | 0 | 0 | 0.173 | 0 | 20.397 | 20.397 | 0 | 0 | 0 | 0 | 0 | 0 | 0 | 0 | 0 | [74 empty] | 0 | 0
|  |  |  | 2.0389 | 20.3893 | 0 | 0 | 0 | 0 | 0 | 0 | 0.173 | 0 | 20.389 | 20.389 | 0 | 0 | 0 | 0 | 0 | 0 | 0 | 0 | 0 | [74 empty] | 0 | 0
|  |  |  | 3.0853 | 30.8531 | 0 | 0 | 0 | 0 | 0 | 0 | 0.173 | 0 | 30.853 | 30.853 | 0 | 0 | 0 | 0 | 0 | 0 | 0 | 0 | 0 | [74 empty] | 0 | 0
|  |  |  | 6.6035 | 66.035 | 0 | 0 | 0 | 0 | 0 | 0 | 0.173 | 0 | 66.035 | 52.395 | 0 | 13.64 | 0 | 0 | 13.64 | 0 | 0 | 0 | 0 | [74 empty] | 9 | 0
|  |  |  | 8.7242 | 87.2424 | 0 | 0 | 0 | 0 | 0 | 0 | 0.173 | 0 | 87.242 | 48.505 | 0 | 38.738 | 0 | 0 | 38.738 | 0 | 0 | 0 | 0 | [74 empty] | 8 | 0
|  |  |  | 9.9673 | 99.6729 | 0 | 0 | 0 | 0 | 0 | 0 | 0.173 | 0 | 99.673 | 71.739 | 0 | 27.934 | 0 | 0 | 27.934 | 0 | 0 | 0 | 0 | [74 empty] | 7 | 0
|  |  |  | 11.3114 | 113.114 | 0 | 0 | 0 | 0 | 0 | 0 | 0.173 | 0 | 113.114 | 38.823 | 0 | 74.291 | 0 | 0 | 74.291 | 0 | 0 | 0 | 0 | [74 empty] | 6 | 0
|  |  |  | 12.1028 | 121.028 | 0 | 0 | 0 | 0 | 0 | 0 | 0.173 | 0 | 121.028 | 40.513 | 0 | 80.515 | 0 | 0 | 80.515 | 0 | 0 | 0 | 0 | [74 empty] | 5 | 0
|  |  |  | 12.617 | 126.17 | 0 | 0 | 0 | 0 | 0 | 0 | 0.173 | 0 | 126.17 | 45.393 | 0 | 80.777 | 0 | 0 | 80.777 | 0 | 0 | 0 | 0 | [74 empty] | 4 | 0
|  |  |  | 12.3197 | 123.197 | 0 | 0 | 0 | 0 | 0 | 0 | 0.173 | 0 | 123.197 | 50.011 | 0 | 73.186 | 0 | 0 | 73.186 | 0 | 0 | 0 | 0 | [74 empty] | 3 | 0
|  |  |  | 11.3775 | 113.775 | 0 | 0 | 0 | 0 | 0 | 0 | 0.173 | 0 | 113.775 | 56.163 | 0 | 57.612 | 0 | 0 | 57.612 | 0 | 0 | 0 | 0 | [74 empty] | 2 | 0
|  |  |  | 10.3259 | 103.259 | 0 | 0 | 0 | 0 | 0 | 0 | 0.173 | 0 | 103.259 | 68.592 | 0 | 34.666 | 0 | 0 | 34.666 | 0 | 0 | 0 | 0 | [74 empty] | 1 | 0
|  |  |  | 9.6901 | 96.901 | 0 | 0 | 0 | 0 | 0 | 0 | 0.173 | 0 | 96.901 | 87.944 | 0 | 8.957 | 0 | 0 | 8.957 | 0 | 0 | 0 | 0 | [74 empty] | 0 | 0
|  |  |  | 7.9786 | 79.786 | 0 | 0 | 0 | 0 | 0 | 0 | 0.173 | 0 | 79.786 | 79.786 | 0 | 0 | 0 | 0 | 0 | 0 | 0 | 0 | 0 | [74 empty] | 0 | 0
|  |  |  | 7.5939 | 75.9388 | 0 | 0 | 0 | 0 | 0 | 0 | 0.173 | 0 | 75.939 | 75.939 | 0 | 0 | 0 | 0 | 0 | 0 | 0 | 0 | 0 | [74 empty] | 0 | 0
|  |  |  | 7.4301 | 74.301 | 0 | 0 | 0 | 0 | 0 | 0 | 0.173 | 0 | 74.301 | 74.301 | 0 | 0 | 0 | 0 | 0 | 0 | 0 | 0 | 0 | [74 empty] | 0 | 0
|  |  |  | 7.4062 | 74.0624 | 0 | 0 | 0 | 0 | 0 | 0 | 0.173 | 0 | 74.062 | 74.062 | 0 | 0 | 0 | 0 | 0 | 0 | 0 | 0 | 0 | [74 empty] | 0 | 0
|  |  |  | 2.0397 | 20.3974 | 0 | 0 | 0 | 0 | 0 | 0 | 0.173 | 0 | 20.397 | 20.397 | 0 | 0 | 0 | 0 | 0 | 0 | 0 | 0 | 0 | [74 empty] | 0 | 0
|  |  |  | 2.0346 | 20.3456 | 0 | 0 | 0 | 0 | 0 | 0 | 0.173 | 0 | 20.346 | 20.346 | 0 | 0 | 0 | 0 | 0 | 0 | 0 | 0 | 0 | [74 empty] | 0 | 0
|  |  |  | 2.0485 | 20.4846 | 0 | 0 | 0 | 0 | 0 | 0 | 0.173 | 0 | 20.485 | 20.485 | 0 | 0 | 0 | 0 | 0 | 0 | 0 | 0 | 0 | [74 empty] | 0 | 0
|  |  |  | 2.0343 | 20.3425 | 0 | 0 | 0 | 0 | 0 | 0 | 0.173 | 0 | 20.342 | 20.342 | 0 | 0 | 0 | 0 | 0 | 0 | 0 | 0 | 0 | [74 empty] | 0 | 0
|  |  |  | 2.0342 | 20.3421 | 0 | 0 | 0 | 0 | 0 | 0 | 0.173 | 0 | 20.342 | 20.342 | 0 | 0 | 0 | 0 | 0 | 0 | 0 | 0 | 0 | [74 empty] | 0 | 0
|  |  |  | 2.0343 | 20.3428 | 0 | 0 | 0 | 0 | 0 | 0 | 0.173 | 0 | 20.343 | 20.343 | 0 | 0 | 0 | 0 | 0 | 0 | 0 | 0 | 0 | [74 empty] | 0 | 0
|  |  |  | 2.0338 | 20.338 | 0 | 0 | 0 | 0 | 0 | 0 | 0.173 | 0 | 20.338 | 20.338 | 0 | 0 | 0 | 0 | 0 | 0 | 0 | 0 | 0 | [74 empty] | 0 | 0
|  |  |  | 2.0405 | 20.4048 | 0 | 0 | 0 | 0 | 0 | 0 | 0.173 | 0 | 20.405 | 20.405 | 0 | 0 | 0 | 0 | 0 | 0 | 0 | 0 | 0 | [74 empty] | 0 | 0
|  |  |  | 2.0399 | 20.3994 | 0 | 0 | 0 | 0 | 0 | 0 | 0.173 | 0 | 20.399 | 20.399 | 0 | 0 | 0 | 0 | 0 | 0 | 0 | 0 | 0 | [74 empty] | 0 | 0
|  |  |  | 3.1873 | 31.8726 | 0 | 0 | 0 | 0 | 0 | 0 | 0.173 | 0 | 31.873 | 31.873 | 0 | 0 | 0 | 0 | 0 | 0 | 0 | 0 | 0 | [74 empty] | 0 | 0
|  |  |  | 6.5763 | 65.7631 | 0 | 0 | 0 | 0 | 0 | 0 | 0.173 | 0 | 65.763 | 52.051 | 0 | 13.712 | 0 | 0 | 13.712 | 0 | 0 | 0 | 0 | [74 empty] | 9 | 0
|  |  |  | 8.5773 | 85.7728 | 0 | 0 | 0 | 0 | 0 | 0 | 0.173 | 0 | 85.773 | 53.142 | 0 | 32.631 | 0 | 0 | 32.631 | 0 | 0 | 0 | 0 | [74 empty] | 8 | 0
|  |  |  | 9.4499 | 94.4993 | 0 | 0 | 0 | 0 | 0 | 0 | 0.173 | 0 | 94.499 | 46.193 | 0 | 48.306 | 0 | 0 | 48.306 | 0 | 0 | 0 | 0 | [74 empty] | 7 | 0
|  |  |  | 10.8567 | 108.567 | 0 | 0 | 0 | 0 | 0 | 0 | 0.173 | 0 | 108.567 | 32.443 | 0 | 76.123 | 0 | 0 | 76.123 | 0 | 0 | 0 | 0 | [74 empty] | 6 | 0
|  |  |  | 12.0051 | 120.051 | 0 | 0 | 0 | 0 | 0 | 0 | 0.173 | 0 | 120.051 | 63.311 | 0 | 56.74 | 0 | 0 | 56.74 | 0 | 0 | 0 | 0 | [74 empty] | 5 | 0
|  |  |  | 12.0001 | 120.001 | 0 | 0 | 0 | 0 | 0 | 0 | 0.173 | 0 | 120.001 | 38.468 | 0 | 81.533 | 0 | 0 | 81.533 | 0 | 0 | 0 | 0 | [74 empty] | 4 | 0
|  |  |  | 11.9973 | 119.973 | 0 | 0 | 0 | 0 | 0 | 0 | 0.173 | 0 | 119.973 | 47.296 | 0 | 72.677 | 0 | 0 | 72.677 | 0 | 0 | 0 | 0 | [74 empty] | 3 | 0
|  |  |  | 11.3781 | 113.781 | 0 | 0 | 0 | 0 | 0 | 0 | 0.173 | 0 | 113.781 | 57.652 | 0 | 56.129 | 0 | 0 | 56.129 | 0 | 0 | 0 | 0 | [74 empty] | 2 | 0
|  |  |  | 10.961 | 109.61 | 0 | 0 | 0 | 0 | 0 | 0 | 0.173 | 0 | 109.61 | 76.645 | 0 | 32.965 | 0 | 0 | 32.965 | 0 | 0 | 0 | 0 | [74 empty] | 1 | 0
|  |  |  | 10.132 | 101.32 | 0 | 0 | 0 | 0 | 0 | 0 | 0.173 | 0 | 101.32 | 93.177 | 0 | 8.143 | 0 | 0 | 8.143 | 0 | 0 | 0 | 0 | [74 empty] | 0 | 0
|  |  |  | 7.8934 | 78.9339 | 0 | 0 | 0 | 0 | 0 | 0 | 0.173 | 0 | 78.934 | 78.934 | 0 | 0 | 0 | 0 | 0 | 0 | 0 | 0 | 0 | [74 empty] | 0 | 0
|  |  |  | 7.592 | 75.92 | 0 | 0 | 0 | 0 | 0 | 0 | 0.173 | 0 | 75.92 | 75.92 | 0 | 0 | 0 | 0 | 0 | 0 | 0 | 0 | 0 | [74 empty] | 0 | 0
|  |  |  | 7.6215 | 76.2146 | 0 | 0 | 0 | 0 | 0 | 0 | 0.173 | 0 | 76.215 | 76.215 | 0 | 0 | 0 | 0 | 0 | 0 | 0 | 0 | 0 | [74 empty] | 0 | 0
|  |  |  | 7.6446 | 76.4461 | 0 | 0 | 0 | 0 | 0 | 0 | 0.173 | 0 | 76.446 | 76.446 | 0 | 0 | 0 | 0 | 0 | 0 | 0 | 0 | 0 | [74 empty] | 0 | 0
|  |  |  | 2.04 | 20.3999 | 0 | 0 | 0 | 0 | 0 | 0 | 0.173 | 0 | 20.4 | 20.4 | 0 | 0 | 0 | 0 | 0 | 0 | 0 | 0 | 0 | [74 empty] | 0 | 0
|  |  |  | 2.0349 | 20.3486 | 0 | 0 | 0 | 0 | 0 | 0 | 0.173 | 0 | 20.349 | 20.349 | 0 | 0 | 0 | 0 | 0 | 0 | 0 | 0 | 0 | [74 empty] | 0 | 0
|  |  |  | 2.0486 | 20.4863 | 0 | 0 | 0 | 0 | 0 | 0 | 0.173 | 0 | 20.486 | 20.486 | 0 | 0 | 0 | 0 | 0 | 0 | 0 | 0 | 0 | [74 empty] | 0 | 0
|  |  |  | 2.0346 | 20.3464 | 0 | 0 | 0 | 0 | 0 | 0 | 0.173 | 0 | 20.346 | 20.346 | 0 | 0 | 0 | 0 | 0 | 0 | 0 | 0 | 0 | [74 empty] | 0 | 0
|  |  |  | 2.0343 | 20.3428 | 0 | 0 | 0 | 0 | 0 | 0 | 0.173 | 0 | 20.343 | 20.343 | 0 | 0 | 0 | 0 | 0 | 0 | 0 | 0 | 0 | [74 empty] | 0 | 0
|  |  |  | 2.0341 | 20.3412 | 0 | 0 | 0 | 0 | 0 | 0 | 0.173 | 0 | 20.341 | 20.341 | 0 | 0 | 0 | 0 | 0 | 0 | 0 | 0 | 0 | [74 empty] | 0 | 0
|  |  |  | 2.0337 | 20.3365 | 0 | 0 | 0 | 0 | 0 | 0 | 0.173 | 0 | 20.337 | 20.337 | 0 | 0 | 0 | 0 | 0 | 0 | 0 | 0 | 0 | [74 empty] | 0 | 0
|  |  |  | 2.0688 | 20.6876 | 0 | 0 | 0 | 0 | 0 | 0 | 0.173 | 0 | 20.688 | 20.688 | 0 | 0 | 0 | 0 | 0 | 0 | 0 | 0 | 0 | [74 empty] | 0 | 0
|  |  |  | 2.0631 | 20.6315 | 0 | 0 | 0 | 0 | 0 | 0 | 0.173 | 0 | 20.632 | 20.632 | 0 | 0 | 0 | 0 | 0 | 0 | 0 | 0 | 0 | [74 empty] | 0 | 0
|  |  |  | 3.2243 | 32.243 | 0 | 0 | 0 | 0 | 0 | 0 | 0.173 | 0 | 32.243 | 32.243 | 0 | 0 | 0 | 0 | 0 | 0 | 0 | 0 | 0 | [74 empty] | 0 | 0
|  |  |  | 6.5444 | 65.4436 | 0 | 0 | 0 | 0 | 0 | 0 | 0.173 | 0 | 65.444 | 52.167 | 0 | 13.276 | 0 | 0 | 13.276 | 0 | 0 | 0 | 0 | [74 empty] | 9 | 0
|  |  |  | 8.4754 | 84.7541 | 0 | 0 | 0 | 0 | 0 | 0 | 0.173 | 0 | 84.754 | 45.798 | 0 | 38.956 | 0 | 0 | 38.956 | 0 | 0 | 0 | 0 | [74 empty] | 8 | 0
|  |  |  | 9.5 | 94.9997 | 0 | 0 | 0 | 0 | 0 | 0 | 0.173 | 0 | 95 | 34.435 | 0 | 60.564 | 0 | 0 | 60.564 | 0 | 0 | 0 | 0 | [74 empty] | 7 | 0
|  |  |  | 11.0897 | 110.897 | 0 | 0 | 0 | 0 | 0 | 0 | 0.173 | 0 | 110.897 | 36.402 | 0 | 74.495 | 0 | 0 | 74.495 | 0 | 0 | 0 | 0 | [74 empty] | 6 | 0
|  |  |  | 11.4596 | 114.596 | 0 | 0 | 0 | 0 | 0 | 0 | 0.173 | 0 | 114.596 | 34.168 | 0 | 80.428 | 0 | 0 | 80.428 | 0 | 0 | 0 | 0 | [74 empty] | 5 | 0
|  |  |  | 11.6383 | 116.383 | 0 | 0 | 0 | 0 | 0 | 0 | 0.173 | 0 | 116.383 | 36.828 | 0 | 79.555 | 0 | 0 | 79.555 | 0 | 0 | 0 | 0 | [74 empty] | 4 | 0
|  |  |  | 11.4369 | 114.369 | 0 | 0 | 0 | 0 | 0 | 0 | 0.173 | 0 | 114.369 | 43.946 | 0 | 70.423 | 0 | 0 | 70.423 | 0 | 0 | 0 | 0 | [74 empty] | 3 | 0
|  |  |  | 11.5387 | 115.387 | 0 | 0 | 0 | 0 | 0 | 0 | 0.173 | 0 | 115.387 | 60.61 | 0 | 54.777 | 0 | 0 | 54.777 | 0 | 0 | 0 | 0 | [74 empty] | 2 | 0
|  |  |  | 11.1917 | 111.917 | 0 | 0 | 0 | 0 | 0 | 0 | 0.173 | 0 | 111.917 | 79.519 | 0 | 32.398 | 0 | 0 | 32.398 | 0 | 0 | 0 | 0 | [74 empty] | 1 | 0
|  |  |  | 9.8676 | 98.6763 | 0 | 0 | 0 | 0 | 0 | 0 | 0.173 | 0 | 98.676 | 90.751 | 0 | 7.925 | 0 | 0 | 7.925 | 0 | 0 | 0 | 0 | [74 empty] | 0 | 0
|  |  |  | 7.7204 | 77.2039 | 0 | 0 | 0 | 0 | 0 | 0 | 0.173 | 0 | 77.204 | 77.204 | 0 | 0 | 0 | 0 | 0 | 0 | 0 | 0 | 0 | [74 empty] | 0 | 0
|  |  |  | 7.2967 | 72.9669 | 0 | 0 | 0 | 0 | 0 | 0 | 0.173 | 0 | 72.967 | 72.967 | 0 | 0 | 0 | 0 | 0 | 0 | 0 | 0 | 0 | [74 empty] | 0 | 0
|  |  |  | 7.4689 | 74.6889 | 0 | 0 | 0 | 0 | 0 | 0 | 0.173 | 0 | 74.689 | 74.689 | 0 | 0 | 0 | 0 | 0 | 0 | 0 | 0 | 0 | [74 empty] | 0 | 0
|  |  |  | 7.5474 | 75.4738 | 0 | 0 | 0 | 0 | 0 | 0 | 0.173 | 0 | 75.474 | 75.474 | 0 | 0 | 0 | 0 | 0 | 0 | 0 | 0 | 0 | [74 empty] | 0 | 0
|  |  |  | 2.0343 | 20.3432 | 0 | 0 | 0 | 0 | 0 | 0 | 0.173 | 0 | 20.343 | 20.343 | 0 | 0 | 0 | 0 | 0 | 0 | 0 | 0 | 0 | [74 empty] | 0 | 0
|  |  |  | 2.0349 | 20.3493 | 0 | 0 | 0 | 0 | 0 | 0 | 0.173 | 0 | 20.349 | 20.349 | 0 | 0 | 0 | 0 | 0 | 0 | 0 | 0 | 0 | [74 empty] | 0 | 0
|  |  |  | 2.0489 | 20.4891 | 0 | 0 | 0 | 0 | 0 | 0 | 0.173 | 0 | 20.489 | 20.489 | 0 | 0 | 0 | 0 | 0 | 0 | 0 | 0 | 0 | [74 empty] | 0 | 0
|  |  |  | 2.0347 | 20.3465 | 0 | 0 | 0 | 0 | 0 | 0 | 0.173 | 0 | 20.346 | 20.346 | 0 | 0 | 0 | 0 | 0 | 0 | 0 | 0 | 0 | [74 empty] | 0 | 0
|  |  |  | 2.0341 | 20.3412 | 0 | 0 | 0 | 0 | 0 | 0 | 0.173 | 0 | 20.341 | 20.341 | 0 | 0 | 0 | 0 | 0 | 0 | 0 | 0 | 0 | [74 empty] | 0 | 0
|  |  |  | 2.0341 | 20.3409 | 0 | 0 | 0 | 0 | 0 | 0 | 0.173 | 0 | 20.341 | 20.341 | 0 | 0 | 0 | 0 | 0 | 0 | 0 | 0 | 0 | [74 empty] | 0 | 0
|  |  |  | 2.0339 | 20.3385 | 0 | 0 | 0 | 0 | 0 | 0 | 0.173 | 0 | 20.339 | 20.339 | 0 | 0 | 0 | 0 | 0 | 0 | 0 | 0 | 0 | [74 empty] | 0 | 0
|  |  |  | 2.0408 | 20.4079 | 0 | 0 | 0 | 0 | 0 | 0 | 0.173 | 0 | 20.408 | 20.408 | 0 | 0 | 0 | 0 | 0 | 0 | 0 | 0 | 0 | [74 empty] | 0 | 0
|  |  |  | 2.04 | 20.4004 | 0 | 0 | 0 | 0 | 0 | 0 | 0.173 | 0 | 20.4 | 20.4 | 0 | 0 | 0 | 0 | 0 | 0 | 0 | 0 | 0 | [74 empty] | 0 | 0
|  |  |  | 1.8137 | 18.1375 | 0 | 0 | 0 | 0 | 0 | 0 | 0.173 | 0 | 18.137 | 18.137 | 0 | 0 | 0 | 0 | 0 | 0 | 0 | 0 | 0 | [74 empty] | 0 | 0
|  |  |  | 1.6989 | 16.9891 | 0 | 0 | 0 | 0 | 0 | 0 | 0.173 | 0 | 16.989 | 4.556 | 0 | 12.433 | 0 | 0 | 12.433 | 0 | 0 | 0 | 0 | [74 empty] | 10 | 0
|  |  |  | 1.7 | 17.0001 | 0 | 0 | 0 | 0 | 0 | 0 | 0.173 | 0 | 17 | 0 | 0 | 37.749 | 0 | 20.749 | 17 | 0 | 0 | 0 | 0 | [74 empty] | 9 | 0
|  |  |  | 1.7023 | 17.0228 | 0 | 0 | 0 | 0 | 0 | 0 | 0.173 | 0 | 17.023 | 0 | 0 | 59.343 | 0 | 42.32 | 17.023 | 0 | 0 | 0 | 0 | [74 empty] | 8 | 0
|  |  |  | 1.9642 | 19.6418 | 0 | 0 | 0 | 0 | 0 | 0 | 0.173 | 0 | 19.642 | 0 | 0 | 72.415 | 0 | 52.774 | 19.641 | 0 | 0 | 0 | 0 | [74 empty] | 7 | 0
|  |  |  | 2.2921 | 22.9208 | 0 | 0 | 0 | 0 | 0 | 0 | 0.173 | 0 | 22.921 | 0 | 0 | 78.886 | 0 | 55.965 | 22.921 | 0 | 0 | 0 | 0 | [74 empty] | 6 | 0
|  |  |  | 2.3641 | 23.6415 | 0 | 0 | 0 | 0 | 0 | 0 | 0.173 | 0 | 23.641 | 0 | 0 | 77.956 | 0 | 54.314 | 23.642 | 0 | 0 | 0 | 0 | [74 empty] | 5 | 0
|  |  |  | 2.3272 | 23.2717 | 0 | 0 | 0 | 0 | 0 | 0 | 0.173 | 0 | 23.272 | 0 | 0 | 70.205 | 0 | 46.933 | 23.272 | 0 | 0 | 0 | 0 | [74 empty] | 4 | 0
|  |  |  | 2.602 | 26.0203 | 0 | 0 | 0 | 0 | 0 | 0 | 0.173 | 0 | 26.02 | 0 | 0 | 54.733 | 0 | 28.713 | 26.02 | 0 | 0 | 0 | 0 | [74 empty] | 3 | 0
|  |  |  | 1.9957 | 19.9574 | 0 | 0 | 0 | 0 | 0 | 0 | 0.173 | 0 | 19.957 | 0 | 0 | 31.758 | 0 | 11.801 | 19.957 | 0 | 0 | 0 | 0 | [74 empty] | 2 | 0
|  |  |  | 1.8116 | 18.1158 | 0 | 0 | 0 | 0 | 0 | 0 | 0.173 | 0 | 18.116 | 10.249 | 0 | 7.867 | 0 | 0 | 7.867 | 0 | 0 | 0 | 0 | [74 empty] | 1 | 0
|  |  |  | 2.0374 | 20.374 | 0 | 0 | 0 | 0 | 0 | 0 | 0.173 | 0 | 20.374 | 20.374 | 0 | 0 | 0 | 0 | 0 | 0 | 0 | 0 | 0 | [74 empty] | 0 | 0
|  |  |  | 2.037 | 20.3697 | 0 | 0 | 0 | 0 | 0 | 0 | 0.173 | 0 | 20.37 | 20.37 | 0 | 0 | 0 | 0 | 0 | 0 | 0 | 0 | 0 | [74 empty] | 0 | 0
|  |  |  | 2.0442 | 20.4415 | 0 | 0 | 0 | 0 | 0 | 0 | 0.173 | 0 | 20.442 | 20.442 | 0 | 0 | 0 | 0 | 0 | 0 | 0 | 0 | 0 | [74 empty] | 0 | 0
|  |  |  | 2.0436 | 20.436 | 0 | 0 | 0 | 0 | 0 | 0 | 0.173 | 0 | 20.436 | 20.436 | 0 | 0 | 0 | 0 | 0 | 0 | 0 | 0 | 0 | [74 empty] | 0 | 0
|  |  |  | 2.0394 | 20.3942 | 0 | 0 | 0 | 0 | 0 | 0 | 0.173 | 0 | 20.394 | 20.394 | 0 | 0 | 0 | 0 | 0 | 0 | 0 | 0 | 0 | [74 empty] | 0 | 0
|  |  |  | 2.0338 | 20.338 | 0 | 0 | 0 | 0 | 0 | 0 | 0.173 | 0 | 20.338 | 20.338 | 0 | 0 | 0 | 0 | 0 | 0 | 0 | 0 | 0 | [74 empty] | 0 | 0
|  |  |  | 2.0469 | 20.4687 | 0 | 0 | 0 | 0 | 0 | 0 | 0.173 | 0 | 20.469 | 20.469 | 0 | 0 | 0 | 0 | 0 | 0 | 0 | 0 | 0 | [74 empty] | 0 | 0
|  |  |  | 2.0334 | 20.3339 | 0 | 0 | 0 | 0 | 0 | 0 | 0.173 | 0 | 20.334 | 20.334 | 0 | 0 | 0 | 0 | 0 | 0 | 0 | 0 | 0 | [74 empty] | 0 | 0
|  |  |  | 2.0332 | 20.3319 | 0 | 0 | 0 | 0 | 0 | 0 | 0.173 | 0 | 20.332 | 20.332 | 0 | 0 | 0 | 0 | 0 | 0 | 0 | 0 | 0 | [74 empty] | 0 | 0
|  |  |  | 2.0328 | 20.3281 | 0 | 0 | 0 | 0 | 0 | 0 | 0.173 | 0 | 20.328 | 20.328 | 0 | 0 | 0 | 0 | 0 | 0 | 0 | 0 | 0 | [74 empty] | 0 | 0
|  |  |  | 2.0326 | 20.3264 | 0 | 0 | 0 | 0 | 0 | 0 | 0.173 | 0 | 20.326 | 20.326 | 0 | 0 | 0 | 0 | 0 | 0 | 0 | 0 | 0 | [74 empty] | 0 | 0
|  |  |  | 2.0402 | 20.4018 | 0 | 0 | 0 | 0 | 0 | 0 | 0.173 | 0 | 20.402 | 20.402 | 0 | 0 | 0 | 0 | 0 | 0 | 0 | 0 | 0 | [74 empty] | 0 | 0
|  |  |  | 2.0396 | 20.3959 | 0 | 0 | 0 | 0 | 0 | 0 | 0.173 | 0 | 20.396 | 20.396 | 0 | 0 | 0 | 0 | 0 | 0 | 0 | 0 | 0 | [74 empty] | 0 | 0
|  |  |  | 1.8137 | 18.1371 | 0 | 0 | 0 | 0 | 0 | 0 | 0.173 | 0 | 18.137 | 18.137 | 0 | 0 | 0 | 0 | 0 | 0 | 0 | 0 | 0 | [74 empty] | 0 | 0
|  |  |  | 1.6991 | 16.9908 | 0 | 0 | 0 | 0 | 0 | 0 | 0.173 | 0 | 16.991 | 3.802 | 0 | 13.189 | 0 | 0 | 13.189 | 0 | 0 | 0 | 0 | [74 empty] | 10 | 0
|  |  |  | 1.7002 | 17.0023 | 0 | 0 | 0 | 0 | 0 | 0 | 0.173 | 0 | 17.002 | 0 | 0 | 39.378 | 0 | 22.375 | 17.003 | 0 | 0 | 0 | 0 | [74 empty] | 9 | 0
|  |  |  | 1.7014 | 17.0141 | 0 | 0 | 0 | 0 | 0 | 0 | 0.173 | 0 | 17.014 | 0 | 0 | 59.677 | 0 | 42.663 | 17.014 | 0 | 0 | 0 | 0 | [74 empty] | 8 | 0
|  |  |  | 1.7012 | 17.012 | 0 | 0 | 0 | 0 | 0 | 0 | 0.173 | 0 | 17.012 | 0 | 0 | 72.372 | 0 | 55.36 | 17.012 | 0 | 0 | 0 | 0 | [74 empty] | 7 | 0
|  |  |  | 1.9501 | 19.5006 | 0 | 0 | 0 | 0 | 0 | 0 | 0.173 | 0 | 19.501 | 0 | 0 | 77.548 | 0 | 58.048 | 19.5 | 0 | 0 | 0 | 0 | [74 empty] | 6 | 0
|  |  |  | 2.2111 | 22.1112 | 0 | 0 | 0 | 0 | 0 | 0 | 0.173 | 0 | 22.111 | 0 | 0 | 76.312 | 0 | 54.201 | 22.111 | 0 | 0 | 0 | 0 | [74 empty] | 5 | 0
|  |  |  | 2.267 | 22.6695 | 0 | 0 | 0 | 0 | 0 | 0 | 0.173 | 0 | 22.67 | 0 | 0 | 68.94 | 0 | 46.271 | 22.669 | 0 | 0 | 0 | 0 | [74 empty] | 4 | 0
|  |  |  | 2.2422 | 22.4223 | 0 | 0 | 0 | 0 | 0 | 0 | 0.173 | 0 | 22.422 | 0 | 0 | 54.995 | 0 | 32.573 | 22.422 | 0 | 0 | 0 | 0 | [74 empty] | 3 | 0
|  |  |  | 1.7011 | 17.0109 | 0 | 0 | 0 | 0 | 0 | 0 | 0.173 | 0 | 17.011 | 0 | 0 | 32.282 | 0 | 15.271 | 17.011 | 0 | 0 | 0 | 0 | [74 empty] | 2 | 0
|  |  |  | 1.8104 | 18.104 | 0 | 0 | 0 | 0 | 0 | 0 | 0.173 | 0 | 18.104 | 10.237 | 0 | 7.867 | 0 | 0 | 7.867 | 0 | 0 | 0 | 0 | [74 empty] | 1 | 0
|  |  |  | 2.0361 | 20.3607 | 0 | 0 | 0 | 0 | 0 | 0 | 0.173 | 0 | 20.361 | 20.361 | 0 | 0 | 0 | 0 | 0 | 0 | 0 | 0 | 0 | [74 empty] | 0 | 0
|  |  |  | 2.036 | 20.3603 | 0 | 0 | 0 | 0 | 0 | 0 | 0.173 | 0 | 20.36 | 20.36 | 0 | 0 | 0 | 0 | 0 | 0 | 0 | 0 | 0 | [74 empty] | 0 | 0
|  |  |  | 2.0436 | 20.4362 | 0 | 0 | 0 | 0 | 0 | 0 | 0.173 | 0 | 20.436 | 20.436 | 0 | 0 | 0 | 0 | 0 | 0 | 0 | 0 | 0 | [74 empty] | 0 | 0
|  |  |  | 2.0431 | 20.4309 | 0 | 0 | 0 | 0 | 0 | 0 | 0.173 | 0 | 20.431 | 20.431 | 0 | 0 | 0 | 0 | 0 | 0 | 0 | 0 | 0 | [74 empty] | 0 | 0
|  |  |  | 2.039 | 20.3904 | 0 | 0 | 0 | 0 | 0 | 0 | 0.173 | 0 | 20.39 | 20.39 | 0 | 0 | 0 | 0 | 0 | 0 | 0 | 0 | 0 | [74 empty] | 0 | 0
|  |  |  | 2.0329 | 20.3292 | 0 | 0 | 0 | 0 | 0 | 0 | 0.173 | 0 | 20.329 | 20.329 | 0 | 0 | 0 | 0 | 0 | 0 | 0 | 0 | 0 | [74 empty] | 0 | 0
|  |  |  | 2.046 | 20.4602 | 0 | 0 | 0 | 0 | 0 | 0 | 0.173 | 0 | 20.46 | 20.46 | 0 | 0 | 0 | 0 | 0 | 0 | 0 | 0 | 0 | [74 empty] | 0 | 0
|  |  |  | 2.0325 | 20.3249 | 0 | 0 | 0 | 0 | 0 | 0 | 0.173 | 0 | 20.325 | 20.325 | 0 | 0 | 0 | 0 | 0 | 0 | 0 | 0 | 0 | [74 empty] | 0 | 0
|  |  |  | 2.0323 | 20.3228 | 0 | 0 | 0 | 0 | 0 | 0 | 0.173 | 0 | 20.323 | 20.323 | 0 | 0 | 0 | 0 | 0 | 0 | 0 | 0 | 0 | [74 empty] | 0 | 0
|  |  |  | 2.032 | 20.3205 | 0 | 0 | 0 | 0 | 0 | 0 | 0.173 | 0 | 20.321 | 20.321 | 0 | 0 | 0 | 0 | 0 | 0 | 0 | 0 | 0 | [74 empty] | 0 | 0
|  |  |  | 2.0319 | 20.3187 | 0 | 0 | 0 | 0 | 0 | 0 | 0.173 | 0 | 20.319 | 20.319 | 0 | 0 | 0 | 0 | 0 | 0 | 0 | 0 | 0 | [74 empty] | 0 | 0
|  |  |  | 2.0389 | 20.389 | 0 | 0 | 0 | 0 | 0 | 0 | 0.173 | 0 | 20.389 | 20.389 | 0 | 0 | 0 | 0 | 0 | 0 | 0 | 0 | 0 | [74 empty] | 0 | 0
|  |  |  | 2.038 | 20.3803 | 0 | 0 | 0 | 0 | 0 | 0 | 0.173 | 0 | 20.38 | 20.38 | 0 | 0 | 0 | 0 | 0 | 0 | 0 | 0 | 0 | [74 empty] | 0 | 0
|  |  |  | 3.131 | 31.3103 | 0 | 0 | 0 | 0 | 0 | 0 | 0.173 | 0 | 31.31 | 31.31 | 0 | 0 | 0 | 0 | 0 | 0 | 0 | 0 | 0 | [74 empty] | 0 | 0
|  |  |  | 6.4066 | 64.0659 | 0 | 0 | 0 | 0 | 0 | 0 | 0.173 | 0 | 64.066 | 60.46 | 0 | 3.606 | 0 | 0 | 3.606 | 0 | 0 | 0 | 0 | [74 empty] | 0 | 0
|  |  |  | 8.0163 | 80.1627 | 0 | 0 | 0 | 0 | 0 | 0 | 0.173 | 0 | 80.163 | 62.902 | 0 | 17.26 | 0 | 0 | 17.26 | 0 | 0 | 0 | 0 | [74 empty] | 4 | 0
|  |  |  | 8.4173 | 84.1733 | 0 | 0 | 0 | 0 | 0 | 0 | 0.173 | 0 | 84.173 | 32.217 | 0 | 51.956 | 0 | 0 | 51.956 | 0 | 0 | 0 | 0 | [74 empty] | 3 | 0
|  |  |  | 9.0584 | 90.584 | 0 | 0 | 0 | 0 | 0 | 0 | 0.173 | 0 | 90.584 | 32.041 | 0 | 58.543 | 0 | 0 | 58.543 | 0 | 0 | 0 | 0 | [74 empty] | 2 | 0
|  |  |  | 9.7074 | 97.0738 | 0 | 0 | 0 | 0 | 0 | 0 | 0.173 | 0 | 97.074 | 80.948 | 0 | 16.126 | 0 | 0 | 16.126 | 0 | 0 | 0 | 0 | [74 empty] | 1 | 0
|  |  |  | 10.3587 | 103.587 | 0 | 0 | 0 | 0 | 0 | 0 | 0.173 | 0 | 103.587 | 93.481 | 0 | 10.106 | 0 | 0 | 10.106 | 0 | 0 | 0 | 0 | [74 empty] | 0 | 0
|  |  |  | 10.2552 | 102.552 | 0 | 0 | 0 | 0 | 0 | 0 | 0.173 | 0 | 102.552 | 102.319 | 0 | 0.233 | 0 | 0 | 0.233 | 0 | 0 | 0 | 0 | [74 empty] | 0 | 0
|  |  |  | 9.8888 | 98.8881 | 0 | 0 | 0 | 0 | 0 | 0 | 0.173 | 0 | 98.888 | 96.707 | 0 | 2.181 | 0 | 0 | 2.181 | 0 | 0 | 0 | 0 | [74 empty] | 0 | 0
|  |  |  | 9.2008 | 92.0082 | 0 | 0 | 0 | 0 | 0 | 0 | 0.173 | 0 | 92.008 | 60.846 | 0 | 31.162 | 0 | 0 | 31.162 | 0 | 0 | 0 | 0 | [74 empty] | 1 | 0
|  |  |  | 8.4793 | 84.7932 | 0 | 0 | 0 | 0 | 0 | 0 | 0.173 | 0 | 84.793 | 77.508 | 0 | 7.285 | 0 | 0 | 7.285 | 0 | 0 | 0 | 0 | [74 empty] | 0 | 0
|  |  |  | 7.0914 | 70.9135 | 0 | 0 | 0 | 0 | 0 | 0 | 0.173 | 0 | 70.914 | 70.914 | 0 | 0 | 0 | 0 | 0 | 0 | 0 | 0 | 0 | [74 empty] | 0 | 0
|  |  |  | 7.0777 | 70.7774 | 0 | 0 | 0 | 0 | 0 | 0 | 0.173 | 0 | 70.777 | 70.777 | 0 | 0 | 0 | 0 | 0 | 0 | 0 | 0 | 0 | [74 empty] | 0 | 0
|  |  |  | 7.031 | 70.3098 | 0 | 0 | 0 | 0 | 0 | 0 | 0.173 | 0 | 70.31 | 70.31 | 0 | 0 | 0 | 0 | 0 | 0 | 0 | 0 | 0 | [74 empty] | 0 | 0
|  |  |  | 6.943 | 69.43 | 0 | 0 | 0 | 0 | 0 | 0 | 0.173 | 0 | 69.43 | 69.43 | 0 | 0 | 0 | 0 | 0 | 0 | 0 | 0 | 0 | [74 empty] | 0 | 0
|  |  |  | 2.0362 | 20.3618 | 0 | 0 | 0 | 0 | 0 | 0 | 0.173 | 0 | 20.362 | 20.362 | 0 | 0 | 0 | 0 | 0 | 0 | 0 | 0 | 0 | [74 empty] | 0 | 0
|  |  |  | 2.0316 | 20.3165 | 0 | 0 | 0 | 0 | 0 | 0 | 0.173 | 0 | 20.317 | 20.317 | 0 | 0 | 0 | 0 | 0 | 0 | 0 | 0 | 0 | [74 empty] | 0 | 0
|  |  |  | 2.0464 | 20.4637 | 0 | 0 | 0 | 0 | 0 | 0 | 0.173 | 0 | 20.464 | 20.464 | 0 | 0 | 0 | 0 | 0 | 0 | 0 | 0 | 0 | [74 empty] | 0 | 0
|  |  |  | 2.0322 | 20.3218 | 0 | 0 | 0 | 0 | 0 | 0 | 0.173 | 0 | 20.322 | 20.322 | 0 | 0 | 0 | 0 | 0 | 0 | 0 | 0 | 0 | [74 empty] | 0 | 0
|  |  |  | 2.0321 | 20.321 | 0 | 0 | 0 | 0 | 0 | 0 | 0.173 | 0 | 20.321 | 20.321 | 0 | 0 | 0 | 0 | 0 | 0 | 0 | 0 | 0 | [74 empty] | 0 | 0
|  |  |  | 2.0317 | 20.3168 | 0 | 0 | 0 | 0 | 0 | 0 | 0.173 | 0 | 20.317 | 20.317 | 0 | 0 | 0 | 0 | 0 | 0 | 0 | 0 | 0 | [74 empty] | 0 | 0
|  |  |  | 2.0312 | 20.3125 | 0 | 0 | 0 | 0 | 0 | 0 | 0.173 | 0 | 20.312 | 20.312 | 0 | 0 | 0 | 0 | 0 | 0 | 0 | 0 | 0 | [74 empty] | 0 | 0
|  |  |  | 2.0647 | 20.6474 | 0 | 0 | 0 | 0 | 0 | 0 | 0.173 | 0 | 20.647 | 20.647 | 0 | 0 | 0 | 0 | 0 | 0 | 0 | 0 | 0 | [74 empty] | 0 | 0
|  |  |  | 2.059 | 20.5904 | 0 | 0 | 0 | 0 | 0 | 0 | 0.173 | 0 | 20.59 | 20.59 | 0 | 0 | 0 | 0 | 0 | 0 | 0 | 0 | 0 | [74 empty] | 0 | 0
|  |  |  | 3.0012 | 30.0118 | 0 | 0 | 0 | 0 | 0 | 0 | 0.173 | 0 | 30.012 | 30.012 | 0 | 0 | 0 | 0 | 0 | 0 | 0 | 0 | 0 | [74 empty] | 0 | 0
|  |  |  | 6.2497 | 62.4971 | 0 | 0 | 0 | 0 | 0 | 0 | 0.173 | 0 | 62.497 | 52.42 | 0 | 10.077 | 0 | 0 | 10.077 | 0 | 0 | 0 | 0 | [74 empty] | 9 | 0
|  |  |  | 7.9389 | 79.3888 | 0 | 0 | 0 | 0 | 0 | 0 | 0.173 | 0 | 79.389 | 52.735 | 0 | 26.654 | 0 | 0 | 26.654 | 0 | 0 | 0 | 0 | [74 empty] | 8 | 0
|  |  |  | 8.3637 | 83.6372 | 0 | 0 | 0 | 0 | 0 | 0 | 0.173 | 0 | 83.637 | 37.28 | 0 | 46.358 | 0 | 0 | 46.358 | 0 | 0 | 0 | 0 | [74 empty] | 7 | 0
|  |  |  | 8.7516 | 87.5157 | 0 | 0 | 0 | 0 | 0 | 0 | 0.173 | 0 | 87.516 | 15.013 | 0 | 72.503 | 0 | 0 | 72.503 | 0 | 0 | 0 | 0 | [74 empty] | 6 | 0
|  |  |  | 8.921 | 89.2104 | 0 | 0 | 0 | 0 | 0 | 0 | 0.173 | 0 | 89.21 | 10.789 | 0 | 78.421 | 0 | 0 | 78.421 | 0 | 0 | 0 | 0 | [74 empty] | 5 | 0
|  |  |  | 9.0035 | 90.0354 | 0 | 0 | 0 | 0 | 0 | 0 | 0.173 | 0 | 90.035 | 32.437 | 0 | 57.598 | 0 | 0 | 57.598 | 0 | 0 | 0 | 0 | [74 empty] | 4 | 0
|  |  |  | 9.1645 | 91.6449 | 0 | 0 | 0 | 0 | 0 | 0 | 0.173 | 0 | 91.645 | 21.92 | 0 | 69.725 | 0 | 0 | 69.725 | 0 | 0 | 0 | 0 | [74 empty] | 3 | 0
|  |  |  | 9.1833 | 91.8326 | 0 | 0 | 0 | 0 | 0 | 0 | 0.173 | 0 | 91.833 | 37.114 | 0 | 54.719 | 0 | 0 | 54.719 | 0 | 0 | 0 | 0 | [74 empty] | 2 | 0
|  |  |  | 8.8033 | 88.033 | 0 | 0 | 0 | 0 | 0 | 0 | 0.173 | 0 | 88.033 | 56.697 | 0 | 31.336 | 0 | 0 | 31.336 | 0 | 0 | 0 | 0 | [74 empty] | 1 | 0
|  |  |  | 8.2692 | 82.6921 | 0 | 0 | 0 | 0 | 0 | 0 | 0.173 | 0 | 82.692 | 75.291 | 0 | 7.401 | 0 | 0 | 7.401 | 0 | 0 | 0 | 0 | [74 empty] | 0 | 0
|  |  |  | 7.0523 | 70.5229 | 0 | 0 | 0 | 0 | 0 | 0 | 0.173 | 0 | 70.523 | 70.523 | 0 | 0 | 0 | 0 | 0 | 0 | 0 | 0 | 0 | [74 empty] | 0 | 0
|  |  |  | 6.982 | 69.8203 | 0 | 0 | 0 | 0 | 0 | 0 | 0.173 | 0 | 69.82 | 69.82 | 0 | 0 | 0 | 0 | 0 | 0 | 0 | 0 | 0 | [74 empty] | 0 | 0
|  |  |  | 6.9241 | 69.2413 | 0 | 0 | 0 | 0 | 0 | 0 | 0.173 | 0 | 69.241 | 69.241 | 0 | 0 | 0 | 0 | 0 | 0 | 0 | 0 | 0 | [74 empty] | 0 | 0
|  |  |  | 6.8813 | 68.8126 | 0 | 0 | 0 | 0 | 0 | 0 | 0.173 | 0 | 68.813 | 68.813 | 0 | 0 | 0 | 0 | 0 | 0 | 0 | 0 | 0 | [74 empty] | 0 | 0
|  |  |  | 2.0316 | 20.3158 | 0 | 0 | 0 | 0 | 0 | 0 | 0.173 | 0 | 20.316 | 20.316 | 0 | 0 | 0 | 0 | 0 | 0 | 0 | 0 | 0 | [74 empty] | 0 | 0
|  |  |  | 2.0323 | 20.323 | 0 | 0 | 0 | 0 | 0 | 0 | 0.173 | 0 | 20.323 | 20.323 | 0 | 0 | 0 | 0 | 0 | 0 | 0 | 0 | 0 | [74 empty] | 0 | 0
|  |  |  | 2.0464 | 20.4637 | 0 | 0 | 0 | 0 | 0 | 0 | 0.173 | 0 | 20.464 | 20.464 | 0 | 0 | 0 | 0 | 0 | 0 | 0 | 0 | 0 | [74 empty] | 0 | 0
|  |  |  | 2.0319 | 20.319 | 0 | 0 | 0 | 0 | 0 | 0 | 0.173 | 0 | 20.319 | 20.319 | 0 | 0 | 0 | 0 | 0 | 0 | 0 | 0 | 0 | [74 empty] | 0 | 0
|  |  |  | 2.0316 | 20.316 | 0 | 0 | 0 | 0 | 0 | 0 | 0.173 | 0 | 20.316 | 20.316 | 0 | 0 | 0 | 0 | 0 | 0 | 0 | 0 | 0 | [74 empty] | 0 | 0
|  |  |  | 2.0311 | 20.3109 | 0 | 0 | 0 | 0 | 0 | 0 | 0.173 | 0 | 20.311 | 20.311 | 0 | 0 | 0 | 0 | 0 | 0 | 0 | 0 | 0 | [74 empty] | 0 | 0
|  |  |  | 2.0308 | 20.3077 | 0 | 0 | 0 | 0 | 0 | 0 | 0.173 | 0 | 20.308 | 20.308 | 0 | 0 | 0 | 0 | 0 | 0 | 0 | 0 | 0 | [74 empty] | 0 | 0
|  |  |  | 2.0373 | 20.373 | 0 | 0 | 0 | 0 | 0 | 0 | 0.173 | 0 | 20.373 | 20.373 | 0 | 0 | 0 | 0 | 0 | 0 | 0 | 0 | 0 | [74 empty] | 0 | 0
|  |  |  | 2.0366 | 20.3664 | 0 | 0 | 0 | 0 | 0 | 0 | 0.173 | 0 | 20.366 | 20.366 | 0 | 0 | 0 | 0 | 0 | 0 | 0 | 0 | 0 | [74 empty] | 0 | 0
|  |  |  | 2.9943 | 29.9432 | 0 | 0 | 0 | 0 | 0 | 0 | 0.173 | 0 | 29.943 | 29.943 | 0 | 0 | 0 | 0 | 0 | 0 | 0 | 0 | 0 | [74 empty] | 0 | 0
|  |  |  | 6.2147 | 62.1466 | 0 | 0 | 0 | 0 | 0 | 0 | 0.173 | 0 | 62.147 | 55.08 | 0 | 7.067 | 0 | 0 | 7.067 | 0 | 0 | 0 | 0 | [74 empty] | 8 | 0
|  |  |  | 7.6475 | 76.4745 | 0 | 0 | 0 | 0 | 0 | 0 | 0.173 | 0 | 76.474 | 52.743 | 0 | 23.731 | 0 | 0 | 23.731 | 0 | 0 | 0 | 0 | [74 empty] | 7 | 0
|  |  |  | 7.6482 | 76.4822 | 0 | 0 | 0 | 0 | 0 | 0 | 0.173 | 0 | 76.482 | 41.554 | 0 | 34.928 | 0 | 0 | 34.928 | 0 | 0 | 0 | 0 | [74 empty] | 6 | 0
|  |  |  | 7.7409 | 77.4095 | 0 | 0 | 0 | 0 | 0 | 0 | 0.173 | 0 | 77.41 | 20.902 | 0 | 56.507 | 0 | 0 | 56.507 | 0 | 0 | 0 | 0 | [74 empty] | 5 | 0
|  |  |  | 7.7995 | 77.9954 | 0 | 0 | 0 | 0 | 0 | 0 | 0.173 | 0 | 77.995 | 29.326 | 0 | 48.67 | 0 | 0 | 48.67 | 0 | 0 | 0 | 0 | [74 empty] | 4 | 0
|  |  |  | 7.9122 | 79.1216 | 0 | 0 | 0 | 0 | 0 | 0 | 0.173 | 0 | 79.122 | 26.511 | 0 | 52.61 | 0 | 0 | 52.61 | 0 | 0 | 0 | 0 | [74 empty] | 3 | 0
|  |  |  | 7.9188 | 79.1883 | 0 | 0 | 0 | 0 | 0 | 0 | 0.173 | 0 | 79.188 | 49.975 | 0 | 29.213 | 0 | 0 | 29.213 | 0 | 0 | 0 | 0 | [74 empty] | 2 | 0
|  |  |  | 7.956 | 79.56 | 0 | 0 | 0 | 0 | 0 | 0 | 0.173 | 0 | 79.56 | 52.339 | 0 | 27.221 | 0 | 0 | 27.221 | 0 | 0 | 0 | 0 | [74 empty] | 1 | 0
|  |  |  | 7.8268 | 78.2676 | 0 | 0 | 0 | 0 | 0 | 0 | 0.173 | 0 | 78.268 | 72.742 | 0 | 5.526 | 0 | 0 | 5.526 | 0 | 0 | 0 | 0 | [74 empty] | 0 | 0
|  |  |  | 7.8125 | 78.1253 | 0 | 0 | 0 | 0 | 0 | 0 | 0.173 | 0 | 78.125 | 76.191 | 0 | 1.934 | 0 | 0 | 1.934 | 0 | 0 | 0 | 0 | [74 empty] | 0 | 0
|  |  |  | 6.7388 | 67.3882 | 0 | 0 | 0 | 0 | 0 | 0 | 0.173 | 0 | 67.388 | 67.388 | 0 | 0 | 0 | 0 | 0 | 0 | 0 | 0 | 0 | [74 empty] | 0 | 0
|  |  |  | 6.7469 | 67.469 | 0 | 0 | 0 | 0 | 0 | 0 | 0.173 | 0 | 67.469 | 67.469 | 0 | 0 | 0 | 0 | 0 | 0 | 0 | 0 | 0 | [74 empty] | 0 | 0
|  |  |  | 6.8344 | 68.3441 | 0 | 0 | 0 | 0 | 0 | 0 | 0.173 | 0 | 68.344 | 68.344 | 0 | 0 | 0 | 0 | 0 | 0 | 0 | 0 | 0 | [74 empty] | 0 | 0
|  |  |  | 6.8631 | 68.6311 | 0 | 0 | 0 | 0 | 0 | 0 | 0.173 | 0 | 68.631 | 68.631 | 0 | 0 | 0 | 0 | 0 | 0 | 0 | 0 | 0 | [74 empty] | 0 | 0
|  |  |  | 2.0371 | 20.3712 | 0 | 0 | 0 | 0 | 0 | 0 | 0.173 | 0 | 20.371 | 20.371 | 0 | 0 | 0 | 0 | 0 | 0 | 0 | 0 | 0 | [74 empty] | 0 | 0
|  |  |  | 2.0327 | 20.3267 | 0 | 0 | 0 | 0 | 0 | 0 | 0.173 | 0 | 20.327 | 20.327 | 0 | 0 | 0 | 0 | 0 | 0 | 0 | 0 | 0 | [74 empty] | 0 | 0
|  |  |  | 2.0471 | 20.4713 | 0 | 0 | 0 | 0 | 0 | 0 | 0.173 | 0 | 20.471 | 20.471 | 0 | 0 | 0 | 0 | 0 | 0 | 0 | 0 | 0 | [74 empty] | 0 | 0
|  |  |  | 2.033 | 20.33 | 0 | 0 | 0 | 0 | 0 | 0 | 0.173 | 0 | 20.33 | 20.33 | 0 | 0 | 0 | 0 | 0 | 0 | 0 | 0 | 0 | [74 empty] | 0 | 0
|  |  |  | 2.0327 | 20.3274 | 0 | 0 | 0 | 0 | 0 | 0 | 0.173 | 0 | 20.327 | 20.327 | 0 | 0 | 0 | 0 | 0 | 0 | 0 | 0 | 0 | [74 empty] | 0 | 0
|  |  |  | 2.0327 | 20.327 | 0 | 0 | 0 | 0 | 0 | 0 | 0.173 | 0 | 20.327 | 20.327 | 0 | 0 | 0 | 0 | 0 | 0 | 0 | 0 | 0 | [74 empty] | 0 | 0
|  |  |  | 2.0325 | 20.325 | 0 | 0 | 0 | 0 | 0 | 0 | 0.173 | 0 | 20.325 | 20.325 | 0 | 0 | 0 | 0 | 0 | 0 | 0 | 0 | 0 | [74 empty] | 0 | 0
|  |  |  | 2.0393 | 20.3927 | 0 | 0 | 0 | 0 | 0 | 0 | 0.173 | 0 | 20.393 | 20.393 | 0 | 0 | 0 | 0 | 0 | 0 | 0 | 0 | 0 | [74 empty] | 0 | 0
|  |  |  | 2.0386 | 20.3856 | 0 | 0 | 0 | 0 | 0 | 0 | 0.173 | 0 | 20.386 | 20.386 | 0 | 0 | 0 | 0 | 0 | 0 | 0 | 0 | 0 | [74 empty] | 0 | 0
|  |  |  | 3.1558 | 31.5583 | 0 | 0 | 0 | 0 | 0 | 0 | 0.173 | 0 | 31.558 | 31.558 | 0 | 0 | 0 | 0 | 0 | 0 | 0 | 0 | 0 | [74 empty] | 0 | 0
|  |  |  | 6.5063 | 65.063 | 0 | 0 | 0 | 0 | 0 | 0 | 0.173 | 0 | 65.063 | 54.433 | 0 | 10.63 | 0 | 0 | 10.63 | 0 | 0 | 0 | 0 | [74 empty] | 9 | 0
|  |  |  | 8.2784 | 82.7839 | 0 | 0 | 0 | 0 | 0 | 0 | 0.173 | 0 | 82.784 | 46.62 | 0 | 36.164 | 0 | 0 | 36.164 | 0 | 0 | 0 | 0 | [74 empty] | 8 | 0
|  |  |  | 8.5701 | 85.7006 | 0 | 0 | 0 | 0 | 0 | 0 | 0.173 | 0 | 85.701 | 27.492 | 0 | 58.209 | 0 | 0 | 58.209 | 0 | 0 | 0 | 0 | [74 empty] | 7 | 0
|  |  |  | 9.1282 | 91.2818 | 0 | 0 | 0 | 0 | 0 | 0 | 0.173 | 0 | 91.282 | 19.215 | 0 | 72.066 | 0 | 0 | 72.066 | 0 | 0 | 0 | 0 | [74 empty] | 6 | 0
|  |  |  | 9.5522 | 95.5217 | 0 | 0 | 0 | 0 | 0 | 0 | 0.173 | 0 | 95.522 | 18.279 | 0 | 77.243 | 0 | 0 | 77.243 | 0 | 0 | 0 | 0 | [74 empty] | 5 | 0
|  |  |  | 9.6431 | 96.4308 | 0 | 0 | 0 | 0 | 0 | 0 | 0.173 | 0 | 96.431 | 20.046 | 0 | 76.385 | 0 | 0 | 76.385 | 0 | 0 | 0 | 0 | [74 empty] | 4 | 0
|  |  |  | 9.4726 | 94.7258 | 0 | 0 | 0 | 0 | 0 | 0 | 0.173 | 0 | 94.726 | 26.266 | 0 | 68.46 | 0 | 0 | 68.46 | 0 | 0 | 0 | 0 | [74 empty] | 3 | 0
|  |  |  | 9.2953 | 92.9534 | 0 | 0 | 0 | 0 | 0 | 0 | 0.173 | 0 | 92.953 | 39.98 | 0 | 52.974 | 0 | 0 | 52.974 | 0 | 0 | 0 | 0 | [74 empty] | 2 | 0
|  |  |  | 8.9494 | 89.494 | 0 | 0 | 0 | 0 | 0 | 0 | 0.173 | 0 | 89.494 | 58.754 | 0 | 30.74 | 0 | 0 | 30.74 | 0 | 0 | 0 | 0 | [74 empty] | 1 | 0
|  |  |  | 8.3702 | 83.702 | 0 | 0 | 0 | 0 | 0 | 0 | 0.173 | 0 | 83.702 | 76.562 | 0 | 7.14 | 0 | 0 | 7.14 | 0 | 0 | 0 | 0 | [74 empty] | 0 | 0
|  |  |  | 7.1223 | 71.2233 | 0 | 0 | 0 | 0 | 0 | 0 | 0.173 | 0 | 71.223 | 71.223 | 0 | 0 | 0 | 0 | 0 | 0 | 0 | 0 | 0 | [74 empty] | 0 | 0
|  |  |  | 7.1184 | 71.184 | 0 | 0 | 0 | 0 | 0 | 0 | 0.173 | 0 | 71.184 | 71.184 | 0 | 0 | 0 | 0 | 0 | 0 | 0 | 0 | 0 | [74 empty] | 0 | 0
|  |  |  | 7.1233 | 71.2326 | 0 | 0 | 0 | 0 | 0 | 0 | 0.173 | 0 | 71.233 | 71.233 | 0 | 0 | 0 | 0 | 0 | 0 | 0 | 0 | 0 | [74 empty] | 0 | 0
|  |  |  | 7.0716 | 70.716 | 0 | 0 | 0 | 0 | 0 | 0 | 0.173 | 0 | 70.716 | 70.716 | 0 | 0 | 0 | 0 | 0 | 0 | 0 | 0 | 0 | [74 empty] | 0 | 0
|  |  |  | 2.0377 | 20.3774 | 0 | 0 | 0 | 0 | 0 | 0 | 0.173 | 0 | 20.377 | 20.377 | 0 | 0 | 0 | 0 | 0 | 0 | 0 | 0 | 0 | [74 empty] | 0 | 0
|  |  |  | 2.0332 | 20.3316 | 0 | 0 | 0 | 0 | 0 | 0 | 0.173 | 0 | 20.332 | 20.332 | 0 | 0 | 0 | 0 | 0 | 0 | 0 | 0 | 0 | [74 empty] | 0 | 0
|  |  |  | 2.0473 | 20.4734 | 0 | 0 | 0 | 0 | 0 | 0 | 0.173 | 0 | 20.473 | 20.473 | 0 | 0 | 0 | 0 | 0 | 0 | 0 | 0 | 0 | [74 empty] | 0 | 0
|  |  |  | 2.0332 | 20.3315 | 0 | 0 | 0 | 0 | 0 | 0 | 0.173 | 0 | 20.332 | 20.332 | 0 | 0 | 0 | 0 | 0 | 0 | 0 | 0 | 0 | [74 empty] | 0 | 0
|  |  |  | 2.0327 | 20.3271 | 0 | 0 | 0 | 0 | 0 | 0 | 0.173 | 0 | 20.327 | 20.327 | 0 | 0 | 0 | 0 | 0 | 0 | 0 | 0 | 0 | [74 empty] | 0 | 0
|  |  |  | 2.0325 | 20.325 | 0 | 0 | 0 | 0 | 0 | 0 | 0.173 | 0 | 20.325 | 20.325 | 0 | 0 | 0 | 0 | 0 | 0 | 0 | 0 | 0 | [74 empty] | 0 | 0
|  |  |  | 2.0324 | 20.324 | 0 | 0 | 0 | 0 | 0 | 0 | 0.173 | 0 | 20.324 | 20.324 | 0 | 0 | 0 | 0 | 0 | 0 | 0 | 0 | 0 | [74 empty] | 0 | 0
|  |  |  | 2.0672 | 20.6716 | 0 | 0 | 0 | 0 | 0 | 0 | 0.173 | 0 | 20.672 | 20.672 | 0 | 0 | 0 | 0 | 0 | 0 | 0 | 0 | 0 | [74 empty] | 0 | 0
|  |  |  | 2.0611 | 20.6108 | 0 | 0 | 0 | 0 | 0 | 0 | 0.173 | 0 | 20.611 | 20.611 | 0 | 0 | 0 | 0 | 0 | 0 | 0 | 0 | 0 | [74 empty] | 0 | 0
|  |  |  | 3.0587 | 30.587 | 0 | 0 | 0 | 0 | 0 | 0 | 0.173 | 0 | 30.587 | 30.587 | 0 | 0 | 0 | 0 | 0 | 0 | 0 | 0 | 0 | [74 empty] | 0 | 0
|  |  |  | 6.2816 | 62.8157 | 0 | 0 | 0 | 0 | 0 | 0 | 0.173 | 0 | 62.816 | 51.721 | 0 | 11.095 | 0 | 0 | 11.095 | 0 | 0 | 0 | 0 | [74 empty] | 9 | 0
|  |  |  | 7.9185 | 79.185 | 0 | 0 | 0 | 0 | 0 | 0 | 0.173 | 0 | 79.185 | 41.872 | 0 | 37.313 | 0 | 0 | 37.313 | 0 | 0 | 0 | 0 | [74 empty] | 8 | 0
|  |  |  | 8.2285 | 82.2854 | 0 | 0 | 0 | 0 | 0 | 0 | 0.173 | 0 | 82.285 | 22.768 | 0 | 59.517 | 0 | 0 | 59.517 | 0 | 0 | 0 | 0 | [74 empty] | 7 | 0
|  |  |  | 9.0337 | 90.337 | 0 | 0 | 0 | 0 | 0 | 0 | 0.173 | 0 | 90.337 | 17.543 | 0 | 72.794 | 0 | 0 | 72.794 | 0 | 0 | 0 | 0 | [74 empty] | 6 | 0
|  |  |  | 9.6402 | 96.4016 | 0 | 0 | 0 | 0 | 0 | 0 | 0.173 | 0 | 96.402 | 20.205 | 0 | 76.196 | 0 | 0 | 76.196 | 0 | 0 | 0 | 0 | [74 empty] | 5 | 0
|  |  |  | 9.8678 | 98.6778 | 0 | 0 | 0 | 0 | 0 | 0 | 0.173 | 0 | 98.678 | 23.558 | 0 | 75.12 | 0 | 0 | 75.12 | 0 | 0 | 0 | 0 | [74 empty] | 4 | 0
|  |  |  | 9.6385 | 96.3851 | 0 | 0 | 0 | 0 | 0 | 0 | 0.173 | 0 | 96.385 | 29.728 | 0 | 66.657 | 0 | 0 | 66.657 | 0 | 0 | 0 | 0 | [74 empty] | 3 | 0
|  |  |  | 9.4982 | 94.9824 | 0 | 0 | 0 | 0 | 0 | 0 | 0.173 | 0 | 94.982 | 43.186 | 0 | 51.796 | 0 | 0 | 51.796 | 0 | 0 | 0 | 0 | [74 empty] | 2 | 0
|  |  |  | 9.1551 | 91.5513 | 0 | 0 | 0 | 0 | 0 | 0 | 0.173 | 0 | 91.551 | 61.393 | 0 | 30.159 | 0 | 0 | 30.159 | 0 | 0 | 0 | 0 | [74 empty] | 1 | 0
|  |  |  | 8.6063 | 86.0627 | 0 | 0 | 0 | 0 | 0 | 0 | 0.173 | 0 | 86.063 | 79.112 | 0 | 6.951 | 0 | 0 | 6.951 | 0 | 0 | 0 | 0 | [74 empty] | 0 | 0
|  |  |  | 7.2631 | 72.6306 | 0 | 0 | 0 | 0 | 0 | 0 | 0.173 | 0 | 72.631 | 72.631 | 0 | 0 | 0 | 0 | 0 | 0 | 0 | 0 | 0 | [74 empty] | 0 | 0
|  |  |  | 7.1014 | 71.0136 | 0 | 0 | 0 | 0 | 0 | 0 | 0.173 | 0 | 71.014 | 71.014 | 0 | 0 | 0 | 0 | 0 | 0 | 0 | 0 | 0 | [74 empty] | 0 | 0
|  |  |  | 7.0211 | 70.2111 | 0 | 0 | 0 | 0 | 0 | 0 | 0.173 | 0 | 70.211 | 70.211 | 0 | 0 | 0 | 0 | 0 | 0 | 0 | 0 | 0 | [74 empty] | 0 | 0
|  |  |  | 7.0184 | 70.184 | 0 | 0 | 0 | 0 | 0 | 0 | 0.173 | 0 | 70.184 | 70.184 | 0 | 0 | 0 | 0 | 0 | 0 | 0 | 0 | 0 | [74 empty] | 0 | 0
|  |  |  | 2.0324 | 20.3237 | 0 | 0 | 0 | 0 | 0 | 0 | 0.173 | 0 | 20.324 | 20.324 | 0 | 0 | 0 | 0 | 0 | 0 | 0 | 0 | 0 | [74 empty] | 0 | 0
|  |  |  | 2.033 | 20.3296 | 0 | 0 | 0 | 0 | 0 | 0 | 0.173 | 0 | 20.33 | 20.33 | 0 | 0 | 0 | 0 | 0 | 0 | 0 | 0 | 0 | [74 empty] | 0 | 0
|  |  |  | 2.0471 | 20.4712 | 0 | 0 | 0 | 0 | 0 | 0 | 0.173 | 0 | 20.471 | 20.471 | 0 | 0 | 0 | 0 | 0 | 0 | 0 | 0 | 0 | [74 empty] | 0 | 0
|  |  |  | 2.0331 | 20.3306 | 0 | 0 | 0 | 0 | 0 | 0 | 0.173 | 0 | 20.331 | 20.331 | 0 | 0 | 0 | 0 | 0 | 0 | 0 | 0 | 0 | [74 empty] | 0 | 0
|  |  |  | 2.0329 | 20.3294 | 0 | 0 | 0 | 0 | 0 | 0 | 0.173 | 0 | 20.329 | 20.329 | 0 | 0 | 0 | 0 | 0 | 0 | 0 | 0 | 0 | [74 empty] | 0 | 0
|  |  |  | 2.0327 | 20.3272 | 0 | 0 | 0 | 0 | 0 | 0 | 0.173 | 0 | 20.327 | 20.327 | 0 | 0 | 0 | 0 | 0 | 0 | 0 | 0 | 0 | [74 empty] | 0 | 0
|  |  |  | 2.0324 | 20.3237 | 0 | 0 | 0 | 0 | 0 | 0 | 0.173 | 0 | 20.324 | 20.324 | 0 | 0 | 0 | 0 | 0 | 0 | 0 | 0 | 0 | [74 empty] | 0 | 0
|  |  |  | 2.0392 | 20.392 | 0 | 0 | 0 | 0 | 0 | 0 | 0.173 | 0 | 20.392 | 20.392 | 0 | 0 | 0 | 0 | 0 | 0 | 0 | 0 | 0 | [74 empty] | 0 | 0
|  |  |  | 2.0384 | 20.3842 | 0 | 0 | 0 | 0 | 0 | 0 | 0.173 | 0 | 20.384 | 20.384 | 0 | 0 | 0 | 0 | 0 | 0 | 0 | 0 | 0 | [74 empty] | 0 | 0
|  |  |  | 1.8687 | 18.6874 | 0 | 0 | 0 | 0 | 0 | 0 | 0.173 | 0 | 18.687 | 18.687 | 0 | 0 | 0 | 0 | 0 | 0 | 0 | 0 | 0 | [74 empty] | 0 | 0
|  |  |  | 1.697 | 16.9704 | 0 | 0 | 0 | 0 | 0 | 0 | 0.173 | 0 | 16.97 | 6.53 | 0 | 10.441 | 0 | 0 | 10.441 | 0 | 0 | 0 | 0 | [74 empty] | 10 | 0
|  |  |  | 1.6978 | 16.9779 | 0 | 0 | 0 | 0 | 0 | 0 | 0.173 | 0 | 16.978 | 0 | 0 | 36.048 | 0 | 19.07 | 16.978 | 0 | 0 | 0 | 0 | [74 empty] | 9 | 0
|  |  |  | 1.6995 | 16.9949 | 0 | 0 | 0 | 0 | 0 | 0 | 0.173 | 0 | 16.995 | 0 | 0 | 57.772 | 0 | 40.778 | 16.994 | 0 | 0 | 0 | 0 | [74 empty] | 8 | 0
|  |  |  | 1.839 | 18.3902 | 0 | 0 | 0 | 0 | 0 | 0 | 0.173 | 0 | 18.39 | 0 | 0 | 71.238 | 0 | 52.847 | 18.391 | 0 | 0 | 0 | 0 | [74 empty] | 7 | 0
|  |  |  | 2.1393 | 21.393 | 0 | 0 | 0 | 0 | 0 | 0 | 0.173 | 0 | 21.393 | 0 | 0 | 74.931 | 0 | 53.538 | 21.393 | 0 | 0 | 0 | 0 | [74 empty] | 6 | 0
|  |  |  | 2.1631 | 21.631 | 0 | 0 | 0 | 0 | 0 | 0 | 0.173 | 0 | 21.631 | 0 | 0 | 73.768 | 0 | 52.137 | 21.631 | 0 | 0 | 0 | 0 | [74 empty] | 5 | 0
|  |  |  | 2.3748 | 23.7475 | 0 | 0 | 0 | 0 | 0 | 0 | 0.173 | 0 | 23.747 | 0 | 0 | 65.639 | 0 | 41.892 | 23.747 | 0 | 0 | 0 | 0 | [74 empty] | 4 | 0
|  |  |  | 2.2657 | 22.657 | 0 | 0 | 0 | 0 | 0 | 0 | 0.173 | 0 | 22.657 | 0 | 0 | 33.794 | 0 | 11.137 | 22.657 | 0 | 0 | 0 | 0 | [74 empty] | 3 | 0
|  |  |  | 1.8839 | 18.8386 | 0 | 0 | 0 | 0 | 0 | 0 | 0.173 | 0 | 18.839 | 0 | 0 | 29.402 | 0 | 10.564 | 18.838 | 0 | 0 | 0 | 0 | [74 empty] | 2 | 0
|  |  |  | 1.8093 | 18.0933 | 0 | 0 | 0 | 0 | 0 | 0 | 0.173 | 0 | 18.093 | 13.455 | 0 | 4.639 | 0 | 0 | 4.639 | 0 | 0 | 0 | 0 | [74 empty] | 1 | 0
|  |  |  | 2.0353 | 20.3526 | 0 | 0 | 0 | 0 | 0 | 0 | 0.173 | 0 | 20.353 | 20.353 | 0 | 0 | 0 | 0 | 0 | 0 | 0 | 0 | 0 | [74 empty] | 0 | 0
|  |  |  | 2.0352 | 20.3516 | 0 | 0 | 0 | 0 | 0 | 0 | 0.173 | 0 | 20.352 | 20.352 | 0 | 0 | 0 | 0 | 0 | 0 | 0 | 0 | 0 | [74 empty] | 0 | 0
|  |  |  | 2.0424 | 20.4236 | 0 | 0 | 0 | 0 | 0 | 0 | 0.173 | 0 | 20.424 | 20.424 | 0 | 0 | 0 | 0 | 0 | 0 | 0 | 0 | 0 | [74 empty] | 0 | 0
|  |  |  | 2.0418 | 20.4182 | 0 | 0 | 0 | 0 | 0 | 0 | 0.173 | 0 | 20.418 | 20.418 | 0 | 0 | 0 | 0 | 0 | 0 | 0 | 0 | 0 | [74 empty] | 0 | 0
|  |  |  | 2.0384 | 20.3841 | 0 | 0 | 0 | 0 | 0 | 0 | 0.173 | 0 | 20.384 | 20.384 | 0 | 0 | 0 | 0 | 0 | 0 | 0 | 0 | 0 | [74 empty] | 0 | 0
|  |  |  | 2.0327 | 20.3267 | 0 | 0 | 0 | 0 | 0 | 0 | 0.173 | 0 | 20.327 | 20.327 | 0 | 0 | 0 | 0 | 0 | 0 | 0 | 0 | 0 | [74 empty] | 0 | 0
|  |  |  | 2.0457 | 20.4566 | 0 | 0 | 0 | 0 | 0 | 0 | 0.173 | 0 | 20.457 | 20.457 | 0 | 0 | 0 | 0 | 0 | 0 | 0 | 0 | 0 | [74 empty] | 0 | 0
|  |  |  | 2.032 | 20.32 | 0 | 0 | 0 | 0 | 0 | 0 | 0.173 | 0 | 20.32 | 20.32 | 0 | 0 | 0 | 0 | 0 | 0 | 0 | 0 | 0 | [74 empty] | 0 | 0
|  |  |  | 2.0318 | 20.3181 | 0 | 0 | 0 | 0 | 0 | 0 | 0.173 | 0 | 20.318 | 20.318 | 0 | 0 | 0 | 0 | 0 | 0 | 0 | 0 | 0 | [74 empty] | 0 | 0
|  |  |  | 2.0318 | 20.3175 | 0 | 0 | 0 | 0 | 0 | 0 | 0.173 | 0 | 20.317 | 20.317 | 0 | 0 | 0 | 0 | 0 | 0 | 0 | 0 | 0 | [74 empty] | 0 | 0
|  |  |  | 2.0317 | 20.3169 | 0 | 0 | 0 | 0 | 0 | 0 | 0.173 | 0 | 20.317 | 20.317 | 0 | 0 | 0 | 0 | 0 | 0 | 0 | 0 | 0 | [74 empty] | 0 | 0
|  |  |  | 2.0386 | 20.3856 | 0 | 0 | 0 | 0 | 0 | 0 | 0.173 | 0 | 20.386 | 20.386 | 0 | 0 | 0 | 0 | 0 | 0 | 0 | 0 | 0 | [74 empty] | 0 | 0
|  |  |  | 2.0379 | 20.3792 | 0 | 0 | 0 | 0 | 0 | 0 | 0.173 | 0 | 20.379 | 20.379 | 0 | 0 | 0 | 0 | 0 | 0 | 0 | 0 | 0 | [74 empty] | 0 | 0
|  |  |  | 1.8686 | 18.6859 | 0 | 0 | 0 | 0 | 0 | 0 | 0.173 | 0 | 18.686 | 18.686 | 0 | 0 | 0 | 0 | 0 | 0 | 0 | 0 | 0 | [74 empty] | 0 | 0
|  |  |  | 1.6969 | 16.9689 | 0 | 0 | 0 | 0 | 0 | 0 | 0.173 | 0 | 16.969 | 7.575 | 0 | 9.394 | 0 | 0 | 9.394 | 0 | 0 | 0 | 0 | [74 empty] | 10 | 0
|  |  |  | 1.697 | 16.9696 | 0 | 0 | 0 | 0 | 0 | 0 | 0.173 | 0 | 16.97 | 0 | 0 | 21.259 | 0 | 4.29 | 16.969 | 0 | 0 | 0 | 0 | [74 empty] | 9 | 0
|  |  |  | 1.6981 | 16.9811 | 0 | 0 | 0 | 0 | 0 | 0 | 0.173 | 0 | 16.981 | 0 | 0 | 49.44 | 0 | 32.459 | 16.981 | 0 | 0 | 0 | 0 | [74 empty] | 8 | 0
|  |  |  | 1.8282 | 18.2823 | 0 | 0 | 0 | 0 | 0 | 0 | 0.173 | 0 | 18.282 | 0 | 0 | 68.867 | 0 | 50.585 | 18.282 | 0 | 0 | 0 | 0 | [74 empty] | 7 | 0
|  |  |  | 2.4238 | 24.2377 | 0 | 0 | 0 | 0 | 0 | 0 | 0.173 | 0 | 24.238 | 0 | 0 | 74.873 | 0 | 50.635 | 24.238 | 0 | 0 | 0 | 0 | [74 empty] | 6 | 0
|  |  |  | 2.5486 | 25.4864 | 0 | 0 | 0 | 0 | 0 | 0 | 0.173 | 0 | 25.486 | 0 | 0 | 58.325 | 0 | 32.839 | 25.486 | 0 | 0 | 0 | 0 | [74 empty] | 5 | 0
|  |  |  | 2.5543 | 25.5435 | 0 | 0 | 0 | 0 | 0 | 0 | 0.173 | 0 | 25.543 | 0 | 0 | 55.882 | 0 | 30.339 | 25.543 | 0 | 0 | 0 | 0 | [74 empty] | 4 | 0
|  |  |  | 2.5317 | 25.3174 | 0 | 0 | 0 | 0 | 0 | 0 | 0.173 | 0 | 25.317 | 0 | 0 | 38.273 | 0 | 12.955 | 25.318 | 0 | 0 | 0 | 0 | [74 empty] | 3 | 0
|  |  |  | 2.1479 | 21.4787 | 0 | 0 | 0 | 0 | 0 | 0 | 0.173 | 0 | 21.479 | 0 | 0 | 29.097 | 0 | 7.618 | 21.479 | 0 | 0 | 0 | 0 | [74 empty] | 2 | 0
|  |  |  | 1.8099 | 18.0993 | 0 | 0 | 0 | 0 | 0 | 0 | 0.173 | 0 | 18.099 | 12.021 | 0 | 6.078 | 0 | 0 | 6.078 | 0 | 0 | 0 | 0 | [74 empty] | 1 | 0
|  |  |  | 2.0354 | 20.3543 | 0 | 0 | 0 | 0 | 0 | 0 | 0.173 | 0 | 20.354 | 20.354 | 0 | 0 | 0 | 0 | 0 | 0 | 0 | 0 | 0 | [74 empty] | 0 | 0
|  |  |  | 2.0349 | 20.3492 | 0 | 0 | 0 | 0 | 0 | 0 | 0.173 | 0 | 20.349 | 20.349 | 0 | 0 | 0 | 0 | 0 | 0 | 0 | 0 | 0 | [74 empty] | 0 | 0
|  |  |  | 2.042 | 20.4201 | 0 | 0 | 0 | 0 | 0 | 0 | 0.173 | 0 | 20.42 | 20.42 | 0 | 0 | 0 | 0 | 0 | 0 | 0 | 0 | 0 | [74 empty] | 0 | 0
|  |  |  | 2.0415 | 20.4149 | 0 | 0 | 0 | 0 | 0 | 0 | 0.173 | 0 | 20.415 | 20.415 | 0 | 0 | 0 | 0 | 0 | 0 | 0 | 0 | 0 | [74 empty] | 0 | 0
|  |  |  | 2.0377 | 20.3773 | 0 | 0 | 0 | 0 | 0 | 0 | 0.173 | 0 | 20.377 | 20.377 | 0 | 0 | 0 | 0 | 0 | 0 | 0 | 0 | 0 | [74 empty] | 0 | 0
|  |  |  | 2.032 | 20.3199 | 0 | 0 | 0 | 0 | 0 | 0 | 0.173 | 0 | 20.32 | 20.32 | 0 | 0 | 0 | 0 | 0 | 0 | 0 | 0 | 0 | [74 empty] | 0 | 0
|  |  |  | 2.0455 | 20.4546 | 0 | 0 | 0 | 0 | 0 | 0 | 0.173 | 0 | 20.455 | 20.455 | 0 | 0 | 0 | 0 | 0 | 0 | 0 | 0 | 0 | [74 empty] | 0 | 0
|  |  |  | 2.0323 | 20.3231 | 0 | 0 | 0 | 0 | 0 | 0 | 0.173 | 0 | 20.323 | 20.323 | 0 | 0 | 0 | 0 | 0 | 0 | 0 | 0 | 0 | [74 empty] | 0 | 0
|  |  |  | 2.0324 | 20.3241 | 0 | 0 | 0 | 0 | 0 | 0 | 0.173 | 0 | 20.324 | 20.324 | 0 | 0 | 0 | 0 | 0 | 0 | 0 | 0 | 0 | [74 empty] | 0 | 0
|  |  |  | 2.032 | 20.3203 | 0 | 0 | 0 | 0 | 0 | 0 | 0.173 | 0 | 20.32 | 20.32 | 0 | 0 | 0 | 0 | 0 | 0 | 0 | 0 | 0 | [74 empty] | 0 | 0
|  |  |  | 2.032 | 20.3203 | 0 | 0 | 0 | 0 | 0 | 0 | 0.173 | 0 | 20.32 | 20.32 | 0 | 0 | 0 | 0 | 0 | 0 | 0 | 0 | 0 | [74 empty] | 0 | 0
|  |  |  | 2.0393 | 20.3931 | 0 | 0 | 0 | 0 | 0 | 0 | 0.173 | 0 | 20.393 | 20.393 | 0 | 0 | 0 | 0 | 0 | 0 | 0 | 0 | 0 | [74 empty] | 0 | 0
|  |  |  | 2.0384 | 20.3842 | 0 | 0 | 0 | 0 | 0 | 0 | 0.173 | 0 | 20.384 | 20.384 | 0 | 0 | 0 | 0 | 0 | 0 | 0 | 0 | 0 | [74 empty] | 0 | 0
|  |  |  | 3.1969 | 31.9694 | 0 | 0 | 0 | 0 | 0 | 0 | 0.173 | 0 | 31.969 | 31.969 | 0 | 0 | 0 | 0 | 0 | 0 | 0 | 0 | 0 | [74 empty] | 0 | 0
|  |  |  | 6.4905 | 64.9049 | 0 | 0 | 0 | 0 | 0 | 0 | 0.173 | 0 | 64.905 | 60.281 | 0 | 4.624 | 0 | 0 | 4.624 | 0 | 0 | 0 | 0 | [74 empty] | 0 | 0
|  |  |  | 8.4402 | 84.4019 | 0 | 0 | 0 | 0 | 0 | 0 | 0.173 | 0 | 84.402 | 48.95 | 0 | 35.452 | 0 | 0 | 35.452 | 0 | 0 | 0 | 0 | [74 empty] | 8 | 0
|  |  |  | 9.5752 | 95.752 | 0 | 0 | 0 | 0 | 0 | 0 | 0.173 | 0 | 95.752 | 38.241 | 0 | 57.511 | 0 | 0 | 57.511 | 0 | 0 | 0 | 0 | [74 empty] | 7 | 0
|  |  |  | 11.2675 | 112.675 | 0 | 0 | 0 | 0 | 0 | 0 | 0.173 | 0 | 112.675 | 53.172 | 0 | 59.503 | 0 | 0 | 59.503 | 0 | 0 | 0 | 0 | [74 empty] | 6 | 0
|  |  |  | 12.5203 | 125.203 | 0 | 0 | 0 | 0 | 0 | 0 | 0.173 | 0 | 125.203 | 50.214 | 0 | 74.989 | 0 | 0 | 74.989 | 0 | 0 | 0 | 0 | [74 empty] | 5 | 0
|  |  |  | 13.1225 | 131.225 | 0 | 0 | 0 | 0 | 0 | 0 | 0.173 | 0 | 131.225 | 74.426 | 0 | 56.798 | 0 | 0 | 56.798 | 0 | 0 | 0 | 0 | [74 empty] | 4 | 0
|  |  |  | 13.0432 | 130.432 | 0 | 0 | 0 | 0 | 0 | 0 | 0.173 | 0 | 130.432 | 80.7 | 0 | 49.731 | 0 | 0 | 49.731 | 0 | 0 | 0 | 0 | [74 empty] | 3 | 0
|  |  |  | 12.5276 | 125.276 | 0 | 0 | 0 | 0 | 0 | 0 | 0.173 | 0 | 125.276 | 74.731 | 0 | 50.545 | 0 | 0 | 50.545 | 0 | 0 | 0 | 0 | [74 empty] | 2 | 0
|  |  |  | 11.4971 | 114.971 | 0 | 0 | 0 | 0 | 0 | 0 | 0.173 | 0 | 114.971 | 92.446 | 0 | 22.524 | 0 | 0 | 22.524 | 0 | 0 | 0 | 0 | [74 empty] | 1 | 0
|  |  |  | 10.0704 | 100.704 | 0 | 0 | 0 | 0 | 0 | 0 | 0.173 | 0 | 100.704 | 97.781 | 0 | 2.923 | 0 | 0 | 2.923 | 0 | 0 | 0 | 0 | [74 empty] | 0 | 0
|  |  |  | 7.9027 | 79.0265 | 0 | 0 | 0 | 0 | 0 | 0 | 0.173 | 0 | 79.027 | 79.027 | 0 | 0 | 0 | 0 | 0 | 0 | 0 | 0 | 0 | [74 empty] | 0 | 0
|  |  |  | 7.4992 | 74.9919 | 0 | 0 | 0 | 0 | 0 | 0 | 0.173 | 0 | 74.992 | 74.992 | 0 | 0 | 0 | 0 | 0 | 0 | 0 | 0 | 0 | [74 empty] | 0 | 0
|  |  |  | 7.4761 | 74.7613 | 0 | 0 | 0 | 0 | 0 | 0 | 0.173 | 0 | 74.761 | 74.761 | 0 | 0 | 0 | 0 | 0 | 0 | 0 | 0 | 0 | [74 empty] | 0 | 0
|  |  |  | 7.4654 | 74.6542 | 0 | 0 | 0 | 0 | 0 | 0 | 0.173 | 0 | 74.654 | 74.654 | 0 | 0 | 0 | 0 | 0 | 0 | 0 | 0 | 0 | [74 empty] | 0 | 0
|  |  |  | 2.0393 | 20.3932 | 0 | 0 | 0 | 0 | 0 | 0 | 0.173 | 0 | 20.393 | 20.393 | 0 | 0 | 0 | 0 | 0 | 0 | 0 | 0 | 0 | [74 empty] | 0 | 0
|  |  |  | 2.0346 | 20.3459 | 0 | 0 | 0 | 0 | 0 | 0 | 0.173 | 0 | 20.346 | 20.346 | 0 | 0 | 0 | 0 | 0 | 0 | 0 | 0 | 0 | [74 empty] | 0 | 0
|  |  |  | 2.0489 | 20.4886 | 0 | 0 | 0 | 0 | 0 | 0 | 0.173 | 0 | 20.489 | 20.489 | 0 | 0 | 0 | 0 | 0 | 0 | 0 | 0 | 0 | [74 empty] | 0 | 0
|  |  |  | 2.0347 | 20.3471 | 0 | 0 | 0 | 0 | 0 | 0 | 0.173 | 0 | 20.347 | 20.347 | 0 | 0 | 0 | 0 | 0 | 0 | 0 | 0 | 0 | [74 empty] | 0 | 0
|  |  |  | 2.0343 | 20.3427 | 0 | 0 | 0 | 0 | 0 | 0 | 0.173 | 0 | 20.343 | 20.343 | 0 | 0 | 0 | 0 | 0 | 0 | 0 | 0 | 0 | [74 empty] | 0 | 0
|  |  |  | 2.0339 | 20.3385 | 0 | 0 | 0 | 0 | 0 | 0 | 0.173 | 0 | 20.338 | 20.338 | 0 | 0 | 0 | 0 | 0 | 0 | 0 | 0 | 0 | [74 empty] | 0 | 0
|  |  |  | 2.0333 | 20.3331 | 0 | 0 | 0 | 0 | 0 | 0 | 0.173 | 0 | 20.333 | 20.333 | 0 | 0 | 0 | 0 | 0 | 0 | 0 | 0 | 0 | [74 empty] | 0 | 0
|  |  |  | 2.069 | 20.6896 | 0 | 0 | 0 | 0 | 0 | 0 | 0.173 | 0 | 20.69 | 20.69 | 0 | 0 | 0 | 0 | 0 | 0 | 0 | 0 | 0 | [74 empty] | 0 | 0
|  |  |  | 2.0633 | 20.6328 | 0 | 0 | 0 | 0 | 0 | 0 | 0.173 | 0 | 20.633 | 20.633 | 0 | 0 | 0 | 0 | 0 | 0 | 0 | 0 | 0 | [74 empty] | 0 | 0
|  |  |  | 3.2237 | 32.2371 | 0 | 0 | 0 | 0 | 0 | 0 | 0.173 | 0 | 32.237 | 32.237 | 0 | 0 | 0 | 0 | 0 | 0 | 0 | 0 | 0 | [74 empty] | 0 | 0
|  |  |  | 6.5705 | 65.7052 | 0 | 0 | 0 | 0 | 0 | 0 | 0.173 | 0 | 65.705 | 64.556 | 0 | 1.149 | 0 | 0 | 1.149 | 0 | 0 | 0 | 0 | [74 empty] | 0 | 0
|  |  |  | 8.6272 | 86.2718 | 0 | 0 | 0 | 0 | 0 | 0 | 0.173 | 0 | 86.272 | 79.161 | 0 | 7.111 | 0 | 0 | 7.111 | 0 | 0 | 0 | 0 | [74 empty] | 0 | 0
|  |  |  | 9.6925 | 96.925 | 0 | 0 | 0 | 0 | 0 | 0 | 0.173 | 0 | 96.925 | 96.053 | 0 | 0.872 | 0 | 0 | 0.872 | 0 | 0 | 0 | 0 | [74 empty] | 0 | 0
|  |  |  | 10.184 | 101.84 | 0 | 0 | 0 | 0 | 0 | 0 | 0.173 | 0 | 101.84 | 95.573 | 0 | 6.267 | 0 | 0 | 6.267 | 0 | 0 | 0 | 0 | [74 empty] | 0 | 0
|  |  |  | 10.6969 | 106.969 | 0 | 0 | 0 | 0 | 0 | 0 | 0.173 | 0 | 106.969 | 104.948 | 0 | 2.021 | 0 | 0 | 2.021 | 0 | 0 | 0 | 0 | [74 empty] | 0 | 0
|  |  |  | 10.938 | 109.38 | 0 | 0 | 0 | 0 | 0 | 0 | 0.173 | 0 | 109.38 | 99.609 | 0 | 9.772 | 0 | 0 | 9.772 | 0 | 0 | 0 | 0 | [74 empty] | 0 | 0
|  |  |  | 11.0059 | 110.059 | 0 | 0 | 0 | 0 | 0 | 0 | 0.173 | 0 | 110.059 | 56.242 | 0 | 53.817 | 0 | 0 | 53.817 | 0 | 0 | 0 | 0 | [74 empty] | 3 | 0
|  |  |  | 10.8481 | 108.481 | 0 | 0 | 0 | 0 | 0 | 0 | 0.173 | 0 | 108.481 | 92.37 | 0 | 16.112 | 0 | 0 | 16.112 | 0 | 0 | 0 | 0 | [74 empty] | 2 | 0
|  |  |  | 10.5574 | 105.574 | 0 | 0 | 0 | 0 | 0 | 0 | 0.173 | 0 | 105.574 | 76.273 | 0 | 29.301 | 0 | 0 | 29.301 | 0 | 0 | 0 | 0 | [74 empty] | 1 | 0
|  |  |  | 9.601 | 96.0096 | 0 | 0 | 0 | 0 | 0 | 0 | 0.173 | 0 | 96.01 | 89.844 | 0 | 6.165 | 0 | 0 | 6.165 | 0 | 0 | 0 | 0 | [74 empty] | 0 | 0
|  |  |  | 7.5643 | 75.6427 | 0 | 0 | 0 | 0 | 0 | 0 | 0.173 | 0 | 75.643 | 75.643 | 0 | 0 | 0 | 0 | 0 | 0 | 0 | 0 | 0 | [74 empty] | 0 | 0
|  |  |  | 7.3792 | 73.7918 | 0 | 0 | 0 | 0 | 0 | 0 | 0.173 | 0 | 73.792 | 73.792 | 0 | 0 | 0 | 0 | 0 | 0 | 0 | 0 | 0 | [74 empty] | 0 | 0
|  |  |  | 7.3023 | 73.0231 | 0 | 0 | 0 | 0 | 0 | 0 | 0.173 | 0 | 73.023 | 73.023 | 0 | 0 | 0 | 0 | 0 | 0 | 0 | 0 | 0 | [74 empty] | 0 | 0
|  |  |  | 7.2566 | 72.5663 | 0 | 0 | 0 | 0 | 0 | 0 | 0.173 | 0 | 72.566 | 72.566 | 0 | 0 | 0 | 0 | 0 | 0 | 0 | 0 | 0 | [74 empty] | 0 | 0
|  |  |  | 2.0331 | 20.3313 | 0 | 0 | 0 | 0 | 0 | 0 | 0.173 | 0 | 20.331 | 20.331 | 0 | 0 | 0 | 0 | 0 | 0 | 0 | 0 | 0 | [74 empty] | 0 | 0
|  |  |  | 2.0338 | 20.3381 | 0 | 0 | 0 | 0 | 0 | 0 | 0.173 | 0 | 20.338 | 20.338 | 0 | 0 | 0 | 0 | 0 | 0 | 0 | 0 | 0 | [74 empty] | 0 | 0
|  |  |  | 2.0479 | 20.479 | 0 | 0 | 0 | 0 | 0 | 0 | 0.173 | 0 | 20.479 | 20.479 | 0 | 0 | 0 | 0 | 0 | 0 | 0 | 0 | 0 | [74 empty] | 0 | 0
|  |  |  | 2.0339 | 20.339 | 0 | 0 | 0 | 0 | 0 | 0 | 0.173 | 0 | 20.339 | 20.339 | 0 | 0 | 0 | 0 | 0 | 0 | 0 | 0 | 0 | [74 empty] | 0 | 0
|  |  |  | 2.0339 | 20.3388 | 0 | 0 | 0 | 0 | 0 | 0 | 0.173 | 0 | 20.339 | 20.339 | 0 | 0 | 0 | 0 | 0 | 0 | 0 | 0 | 0 | [74 empty] | 0 | 0
|  |  |  | 2.0338 | 20.3383 | 0 | 0 | 0 | 0 | 0 | 0 | 0.173 | 0 | 20.338 | 20.338 | 0 | 0 | 0 | 0 | 0 | 0 | 0 | 0 | 0 | [74 empty] | 0 | 0
|  |  |  | 2.0338 | 20.3376 | 0 | 0 | 0 | 0 | 0 | 0 | 0.173 | 0 | 20.338 | 20.338 | 0 | 0 | 0 | 0 | 0 | 0 | 0 | 0 | 0 | [74 empty] | 0 | 0
|  |  |  | 2.0408 | 20.408 | 0 | 0 | 0 | 0 | 0 | 0 | 0.173 | 0 | 20.408 | 20.408 | 0 | 0 | 0 | 0 | 0 | 0 | 0 | 0 | 0 | [74 empty] | 0 | 0
|  |  |  | 2.0399 | 20.3989 | 0 | 0 | 0 | 0 | 0 | 0 | 0.173 | 0 | 20.399 | 20.399 | 0 | 0 | 0 | 0 | 0 | 0 | 0 | 0 | 0 | [74 empty] | 0 | 0
|  |  |  | 3.2843 | 32.8432 | 0 | 0 | 0 | 0 | 0 | 0 | 0.173 | 0 | 32.843 | 32.843 | 0 | 0 | 0 | 0 | 0 | 0 | 0 | 0 | 0 | [74 empty] | 0 | 0
|  |  |  | 6.3768 | 63.7678 | 0 | 0 | 0 | 0 | 0 | 0 | 0.173 | 0 | 63.768 | 55.305 | 0 | 8.463 | 0 | 0 | 8.463 | 0 | 0 | 0 | 0 | [74 empty] | 9 | 0
|  |  |  | 7.8226 | 78.2261 | 0 | 0 | 0 | 0 | 0 | 0 | 0.173 | 0 | 78.226 | 65.313 | 0 | 12.913 | 0 | 0 | 12.913 | 0 | 0 | 0 | 0 | [74 empty] | 8 | 0
|  |  |  | 8.0447 | 80.4466 | 0 | 0 | 0 | 0 | 0 | 0 | 0.173 | 0 | 80.447 | 26.164 | 0 | 54.282 | 0 | 0 | 54.282 | 0 | 0 | 0 | 0 | [74 empty] | 7 | 0
|  |  |  | 8.6896 | 86.8959 | 0 | 0 | 0 | 0 | 0 | 0 | 0.173 | 0 | 86.896 | 21.068 | 0 | 65.828 | 0 | 0 | 65.828 | 0 | 0 | 0 | 0 | [74 empty] | 6 | 0
|  |  |  | 9.1518 | 91.5176 | 0 | 0 | 0 | 0 | 0 | 0 | 0.173 | 0 | 91.518 | 19.611 | 0 | 71.906 | 0 | 0 | 71.906 | 0 | 0 | 0 | 0 | [74 empty] | 5 | 0
|  |  |  | 9.5977 | 95.9771 | 0 | 0 | 0 | 0 | 0 | 0 | 0.173 | 0 | 95.977 | 22.733 | 0 | 73.244 | 0 | 0 | 73.244 | 0 | 0 | 0 | 0 | [74 empty] | 4 | 0
|  |  |  | 9.6029 | 96.0294 | 0 | 0 | 0 | 0 | 0 | 0 | 0.173 | 0 | 96.029 | 30.826 | 0 | 65.203 | 0 | 0 | 65.203 | 0 | 0 | 0 | 0 | [74 empty] | 3 | 0
|  |  |  | 9.0342 | 90.3424 | 0 | 0 | 0 | 0 | 0 | 0 | 0.173 | 0 | 90.342 | 40.364 | 0 | 49.978 | 0 | 0 | 49.978 | 0 | 0 | 0 | 0 | [74 empty] | 2 | 0
|  |  |  | 8.3822 | 83.8217 | 0 | 0 | 0 | 0 | 0 | 0 | 0.173 | 0 | 83.822 | 55.67 | 0 | 28.152 | 0 | 0 | 28.152 | 0 | 0 | 0 | 0 | [74 empty] | 1 | 0
|  |  |  | 8.0267 | 80.2671 | 0 | 0 | 0 | 0 | 0 | 0 | 0.173 | 0 | 80.267 | 74.698 | 0 | 5.569 | 0 | 0 | 5.569 | 0 | 0 | 0 | 0 | [74 empty] | 0 | 0
|  |  |  | 6.8334 | 68.3341 | 0 | 0 | 0 | 0 | 0 | 0 | 0.173 | 0 | 68.334 | 68.334 | 0 | 0 | 0 | 0 | 0 | 0 | 0 | 0 | 0 | [74 empty] | 0 | 0
|  |  |  | 6.7498 | 67.4984 | 0 | 0 | 0 | 0 | 0 | 0 | 0.173 | 0 | 67.498 | 67.498 | 0 | 0 | 0 | 0 | 0 | 0 | 0 | 0 | 0 | [74 empty] | 0 | 0
|  |  |  | 6.758 | 67.5803 | 0 | 0 | 0 | 0 | 0 | 0 | 0.173 | 0 | 67.58 | 67.58 | 0 | 0 | 0 | 0 | 0 | 0 | 0 | 0 | 0 | [74 empty] | 0 | 0
|  |  |  | 6.7906 | 67.906 | 0 | 0 | 0 | 0 | 0 | 0 | 0.173 | 0 | 67.906 | 67.906 | 0 | 0 | 0 | 0 | 0 | 0 | 0 | 0 | 0 | [74 empty] | 0 | 0
|  |  |  | 2.0368 | 20.3678 | 0 | 0 | 0 | 0 | 0 | 0 | 0.173 | 0 | 20.368 | 20.368 | 0 | 0 | 0 | 0 | 0 | 0 | 0 | 0 | 0 | [74 empty] | 0 | 0
|  |  |  | 2.0321 | 20.3211 | 0 | 0 | 0 | 0 | 0 | 0 | 0.173 | 0 | 20.321 | 20.321 | 0 | 0 | 0 | 0 | 0 | 0 | 0 | 0 | 0 | [74 empty] | 0 | 0
|  |  |  | 2.0462 | 20.4616 | 0 | 0 | 0 | 0 | 0 | 0 | 0.173 | 0 | 20.462 | 20.462 | 0 | 0 | 0 | 0 | 0 | 0 | 0 | 0 | 0 | [74 empty] | 0 | 0
|  |  |  | 2.032 | 20.3199 | 0 | 0 | 0 | 0 | 0 | 0 | 0.173 | 0 | 20.32 | 20.32 | 0 | 0 | 0 | 0 | 0 | 0 | 0 | 0 | 0 | [74 empty] | 0 | 0
|  |  |  | 2.0321 | 20.3213 | 0 | 0 | 0 | 0 | 0 | 0 | 0.173 | 0 | 20.321 | 20.321 | 0 | 0 | 0 | 0 | 0 | 0 | 0 | 0 | 0 | [74 empty] | 0 | 0
|  |  |  | 2.0322 | 20.3221 | 0 | 0 | 0 | 0 | 0 | 0 | 0.173 | 0 | 20.322 | 20.322 | 0 | 0 | 0 | 0 | 0 | 0 | 0 | 0 | 0 | [74 empty] | 0 | 0
|  |  |  | 2.0322 | 20.3215 | 0 | 0 | 0 | 0 | 0 | 0 | 0.173 | 0 | 20.322 | 20.322 | 0 | 0 | 0 | 0 | 0 | 0 | 0 | 0 | 0 | [74 empty] | 0 | 0
|  |  |  | 2.0391 | 20.3913 | 0 | 0 | 0 | 0 | 0 | 0 | 0.173 | 0 | 20.391 | 20.391 | 0 | 0 | 0 | 0 | 0 | 0 | 0 | 0 | 0 | [74 empty] | 0 | 0
|  |  |  | 2.0384 | 20.3838 | 0 | 0 | 0 | 0 | 0 | 0 | 0.173 | 0 | 20.384 | 20.384 | 0 | 0 | 0 | 0 | 0 | 0 | 0 | 0 | 0 | [74 empty] | 0 | 0
|  |  |  | 1.8689 | 18.6886 | 0 | 0 | 0 | 0 | 0 | 0 | 0.173 | 0 | 18.689 | 18.689 | 0 | 0 | 0 | 0 | 0 | 0 | 0 | 0 | 0 | [74 empty] | 0 | 0
|  |  |  | 1.6972 | 16.9719 | 0 | 0 | 0 | 0 | 0 | 0 | 0.173 | 0 | 16.972 | 16.972 | 0 | 0 | 0 | 0 | 0 | 0 | 0 | 0 | 0 | [74 empty] | 0 | 0
|  |  |  | 1.6973 | 16.9727 | 0 | 0 | 0 | 0 | 0 | 0 | 0.173 | 0 | 16.973 | 16.187 | 0 | 0.785 | 0 | 0 | 0.785 | 0 | 0 | 0 | 0 | [74 empty] | 0 | 0
|  |  |  | 1.6986 | 16.9863 | 0 | 0 | 0 | 0 | 0 | 0 | 0.173 | 0 | 16.986 | 15.416 | 0 | 1.57 | 0 | 0 | 1.57 | 0 | 0 | 0 | 0 | [74 empty] | 0 | 0
|  |  |  | 1.6998 | 16.9981 | 0 | 0 | 0 | 0 | 0 | 0 | 0.173 | 0 | 16.998 | 0 | 0 | 19.151 | 0 | 2.153 | 16.998 | 0 | 0 | 0 | 0 | [74 empty] | 6 | 0
|  |  |  | 2.017 | 20.1697 | 0 | 0 | 0 | 0 | 0 | 0 | 0.173 | 0 | 20.17 | 0 | 0 | 21.87 | 0 | 1.7 | 20.17 | 0 | 0 | 0 | 0 | [74 empty] | 5 | 0
|  |  |  | 2.3157 | 23.1574 | 0 | 0 | 0 | 0 | 0 | 0 | 0.173 | 0 | 23.157 | 1.302 | 0 | 21.856 | 0 | 0 | 21.856 | 0 | 0 | 0 | 0 | [74 empty] | 4 | 0
|  |  |  | 2.2474 | 22.474 | 0 | 0 | 0 | 0 | 0 | 0 | 0.173 | 0 | 22.474 | 3.367 | 0 | 19.107 | 0 | 0 | 19.107 | 0 | 0 | 0 | 0 | [74 empty] | 3 | 0
|  |  |  | 1.7792 | 17.7917 | 0 | 0 | 0 | 0 | 0 | 0 | 0.173 | 0 | 17.792 | 0 | 0 | 18.264 | 0 | 0.472 | 17.792 | 0 | 0 | 0 | 0 | [74 empty] | 2 | 0
|  |  |  | 1.7002 | 17.002 | 0 | 0 | 0 | 0 | 0 | 0 | 0.173 | 0 | 17.002 | 0 | 0 | 20.561 | 0 | 3.559 | 17.002 | 0 | 0 | 0 | 0 | [74 empty] | 1 | 0
|  |  |  | 1.8097 | 18.0967 | 0 | 0 | 0 | 0 | 0 | 0 | 0.173 | 0 | 18.097 | 16.846 | 0 | 1.251 | 0 | 0 | 1.251 | 0 | 0 | 0 | 0 | [74 empty] | 0 | 0
|  |  |  | 2.0355 | 20.3549 | 0 | 0 | 0 | 0 | 0 | 0 | 0.173 | 0 | 20.355 | 20.355 | 0 | 0 | 0 | 0 | 0 | 0 | 0 | 0 | 0 | [74 empty] | 0 | 0
|  |  |  | 2.0352 | 20.3522 | 0 | 0 | 0 | 0 | 0 | 0 | 0.173 | 0 | 20.352 | 20.352 | 0 | 0 | 0 | 0 | 0 | 0 | 0 | 0 | 0 | [74 empty] | 0 | 0
|  |  |  | 2.0421 | 20.421 | 0 | 0 | 0 | 0 | 0 | 0 | 0.173 | 0 | 20.421 | 20.421 | 0 | 0 | 0 | 0 | 0 | 0 | 0 | 0 | 0 | [74 empty] | 0 | 0
|  |  |  | 2.0414 | 20.4143 | 0 | 0 | 0 | 0 | 0 | 0 | 0.173 | 0 | 20.414 | 20.414 | 0 | 0 | 0 | 0 | 0 | 0 | 0 | 0 | 0 | [74 empty] | 0 | 0
|  |  |  | 2.0375 | 20.3746 | 0 | 0 | 0 | 0 | 0 | 0 | 0.173 | 0 | 20.375 | 20.375 | 0 | 0 | 0 | 0 | 0 | 0 | 0 | 0 | 0 | [74 empty] | 0 | 0
|  |  |  | 2.0322 | 20.3222 | 0 | 0 | 0 | 0 | 0 | 0 | 0.173 | 0 | 20.322 | 20.322 | 0 | 0 | 0 | 0 | 0 | 0 | 0 | 0 | 0 | [74 empty] | 0 | 0
|  |  |  | 2.0455 | 20.4555 | 0 | 0 | 0 | 0 | 0 | 0 | 0.173 | 0 | 20.455 | 20.455 | 0 | 0 | 0 | 0 | 0 | 0 | 0 | 0 | 0 | [74 empty] | 0 | 0
|  |  |  | 2.0321 | 20.3214 | 0 | 0 | 0 | 0 | 0 | 0 | 0.173 | 0 | 20.321 | 20.321 | 0 | 0 | 0 | 0 | 0 | 0 | 0 | 0 | 0 | [74 empty] | 0 | 0
|  |  |  | 2.0321 | 20.3211 | 0 | 0 | 0 | 0 | 0 | 0 | 0.173 | 0 | 20.321 | 20.321 | 0 | 0 | 0 | 0 | 0 | 0 | 0 | 0 | 0 | [74 empty] | 0 | 0
|  |  |  | 2.0321 | 20.3206 | 0 | 0 | 0 | 0 | 0 | 0 | 0.173 | 0 | 20.321 | 20.321 | 0 | 0 | 0 | 0 | 0 | 0 | 0 | 0 | 0 | [74 empty] | 0 | 0
|  |  |  | 2.032 | 20.3201 | 0 | 0 | 0 | 0 | 0 | 0 | 0.173 | 0 | 20.32 | 20.32 | 0 | 0 | 0 | 0 | 0 | 0 | 0 | 0 | 0 | [74 empty] | 0 | 0
|  |  |  | 2.0676 | 20.6763 | 0 | 0 | 0 | 0 | 0 | 0 | 0.173 | 0 | 20.676 | 20.676 | 0 | 0 | 0 | 0 | 0 | 0 | 0 | 0 | 0 | [74 empty] | 0 | 0
|  |  |  | 2.0621 | 20.6205 | 0 | 0 | 0 | 0 | 0 | 0 | 0.173 | 0 | 20.621 | 20.621 | 0 | 0 | 0 | 0 | 0 | 0 | 0 | 0 | 0 | [74 empty] | 0 | 0
|  |  |  | 3.4367 | 34.367 | 0 | 0 | 0 | 0 | 0 | 0 | 0.173 | 0 | 34.367 | 34.367 | 0 | 0 | 0 | 0 | 0 | 0 | 0 | 0 | 0 | [74 empty] | 0 | 0
|  |  |  | 6.5979 | 65.979 | 0 | 0 | 0 | 0 | 0 | 0 | 0.173 | 0 | 65.979 | 58.316 | 0 | 7.663 | 0 | 0 | 7.663 | 0 | 0 | 0 | 0 | [74 empty] | 1 | 0
|  |  |  | 8.0299 | 80.2994 | 0 | 0 | 0 | 0 | 0 | 0 | 0.173 | 0 | 80.299 | 73.29 | 0 | 7.009 | 0 | 0 | 7.009 | 0 | 0 | 0 | 0 | [74 empty] | 0 | 0
|  |  |  | 8.0834 | 80.8338 | 0 | 0 | 0 | 0 | 0 | 0 | 0.173 | 0 | 80.834 | 38.112 | 0 | 42.722 | 0 | 0 | 42.722 | 0 | 0 | 0 | 0 | [74 empty] | 7 | 0
|  |  |  | 8.338 | 83.3801 | 0 | 0 | 0 | 0 | 0 | 0 | 0.173 | 0 | 83.38 | 16.912 | 0 | 66.468 | 0 | 0 | 66.468 | 0 | 0 | 0 | 0 | [74 empty] | 6 | 0
|  |  |  | 8.6515 | 86.5148 | 0 | 0 | 0 | 0 | 0 | 0 | 0.173 | 0 | 86.515 | 13.576 | 0 | 72.939 | 0 | 0 | 72.939 | 0 | 0 | 0 | 0 | [74 empty] | 5 | 0
|  |  |  | 9.0561 | 90.5614 | 0 | 0 | 0 | 0 | 0 | 0 | 0.173 | 0 | 90.561 | 18.364 | 0 | 72.197 | 0 | 0 | 72.197 | 0 | 0 | 0 | 0 | [74 empty] | 4 | 0
|  |  |  | 9.1036 | 91.0362 | 0 | 0 | 0 | 0 | 0 | 0 | 0.173 | 0 | 91.036 | 27.913 | 0 | 63.124 | 0 | 0 | 63.124 | 0 | 0 | 0 | 0 | [74 empty] | 3 | 0
|  |  |  | 9.0265 | 90.2649 | 0 | 0 | 0 | 0 | 0 | 0 | 0.173 | 0 | 90.265 | 42.046 | 0 | 48.219 | 0 | 0 | 48.219 | 0 | 0 | 0 | 0 | [74 empty] | 2 | 0
|  |  |  | 8.5402 | 85.4017 | 0 | 0 | 0 | 0 | 0 | 0 | 0.173 | 0 | 85.402 | 58.137 | 0 | 27.265 | 0 | 0 | 27.265 | 0 | 0 | 0 | 0 | [74 empty] | 1 | 0
|  |  |  | 8.2446 | 82.4464 | 0 | 0 | 0 | 0 | 0 | 0 | 0.173 | 0 | 82.446 | 76.935 | 0 | 5.511 | 0 | 0 | 5.511 | 0 | 0 | 0 | 0 | [74 empty] | 0 | 0
|  |  |  | 7.0815 | 70.8148 | 0 | 0 | 0 | 0 | 0 | 0 | 0.173 | 0 | 70.815 | 70.815 | 0 | 0 | 0 | 0 | 0 | 0 | 0 | 0 | 0 | [74 empty] | 0 | 0
|  |  |  | 7.0237 | 70.2373 | 0 | 0 | 0 | 0 | 0 | 0 | 0.173 | 0 | 70.237 | 70.237 | 0 | 0 | 0 | 0 | 0 | 0 | 0 | 0 | 0 | [74 empty] | 0 | 0
|  |  |  | 6.968 | 69.6803 | 0 | 0 | 0 | 0 | 0 | 0 | 0.173 | 0 | 69.68 | 69.68 | 0 | 0 | 0 | 0 | 0 | 0 | 0 | 0 | 0 | [74 empty] | 0 | 0
|  |  |  | 6.9343 | 69.3427 | 0 | 0 | 0 | 0 | 0 | 0 | 0.173 | 0 | 69.343 | 69.343 | 0 | 0 | 0 | 0 | 0 | 0 | 0 | 0 | 0 | [74 empty] | 0 | 0
|  |  |  | 2.0305 | 20.3049 | 0 | 0 | 0 | 0 | 0 | 0 | 0.173 | 0 | 20.305 | 20.305 | 0 | 0 | 0 | 0 | 0 | 0 | 0 | 0 | 0 | [74 empty] | 0 | 0
|  |  |  | 2.0314 | 20.3145 | 0 | 0 | 0 | 0 | 0 | 0 | 0.173 | 0 | 20.315 | 20.315 | 0 | 0 | 0 | 0 | 0 | 0 | 0 | 0 | 0 | [74 empty] | 0 | 0
|  |  |  | 2.0463 | 20.4625 | 0 | 0 | 0 | 0 | 0 | 0 | 0.173 | 0 | 20.462 | 20.462 | 0 | 0 | 0 | 0 | 0 | 0 | 0 | 0 | 0 | [74 empty] | 0 | 0
|  |  |  | 2.032 | 20.3198 | 0 | 0 | 0 | 0 | 0 | 0 | 0.173 | 0 | 20.32 | 20.32 | 0 | 0 | 0 | 0 | 0 | 0 | 0 | 0 | 0 | [74 empty] | 0 | 0
|  |  |  | 2.0319 | 20.3192 | 0 | 0 | 0 | 0 | 0 | 0 | 0.173 | 0 | 20.319 | 20.319 | 0 | 0 | 0 | 0 | 0 | 0 | 0 | 0 | 0 | [74 empty] | 0 | 0
|  |  |  | 2.0318 | 20.3176 | 0 | 0 | 0 | 0 | 0 | 0 | 0.173 | 0 | 20.318 | 20.318 | 0 | 0 | 0 | 0 | 0 | 0 | 0 | 0 | 0 | [74 empty] | 0 | 0
|  |  |  | 2.0316 | 20.3159 | 0 | 0 | 0 | 0 | 0 | 0 | 0.173 | 0 | 20.316 | 20.316 | 0 | 0 | 0 | 0 | 0 | 0 | 0 | 0 | 0 | [74 empty] | 0 | 0
|  |  |  | 2.0386 | 20.3863 | 0 | 0 | 0 | 0 | 0 | 0 | 0.173 | 0 | 20.386 | 20.386 | 0 | 0 | 0 | 0 | 0 | 0 | 0 | 0 | 0 | [74 empty] | 0 | 0
|  |  |  | 2.0379 | 20.3792 | 0 | 0 | 0 | 0 | 0 | 0 | 0.173 | 0 | 20.379 | 20.379 | 0 | 0 | 0 | 0 | 0 | 0 | 0 | 0 | 0 | [74 empty] | 0 | 0
|  |  |  | 1.8684 | 18.6845 | 0 | 0 | 0 | 0 | 0 | 0 | 0.173 | 0 | 18.684 | 18.684 | 0 | 0 | 0 | 0 | 0 | 0 | 0 | 0 | 0 | [74 empty] | 0 | 0
|  |  |  | 1.6972 | 16.9723 | 0 | 0 | 0 | 0 | 0 | 0 | 0.173 | 0 | 16.972 | 8.96 | 0 | 8.012 | 0 | 0 | 8.012 | 0 | 0 | 0 | 0 | [74 empty] | 9 | 0
|  |  |  | 1.6986 | 16.9856 | 0 | 0 | 0 | 0 | 0 | 0 | 0.173 | 0 | 16.986 | 14.659 | 0 | 2.327 | 0 | 0 | 2.327 | 0 | 0 | 0 | 0 | [74 empty] | 8 | 0
|  |  |  | 1.7 | 16.9997 | 0 | 0 | 0 | 0 | 0 | 0 | 0.173 | 0 | 17 | 2.037 | 0 | 14.963 | 0 | 0 | 14.963 | 0 | 0 | 0 | 0 | [74 empty] | 7 | 0
|  |  |  | 1.7192 | 17.1917 | 0 | 0 | 0 | 0 | 0 | 0 | 0.173 | 0 | 17.192 | 1.4 | 0 | 15.792 | 0 | 0 | 15.792 | 0 | 0 | 0 | 0 | [74 empty] | 6 | 0
|  |  |  | 2.0862 | 20.8624 | 0 | 0 | 0 | 0 | 0 | 0 | 0.173 | 0 | 20.862 | 0 | 0 | 24.342 | 0 | 3.48 | 20.862 | 0 | 0 | 0 | 0 | [74 empty] | 5 | 0
|  |  |  | 2.2436 | 22.4356 | 0 | 0 | 0 | 0 | 0 | 0 | 0.173 | 0 | 22.436 | 0 | 0 | 44.714 | 0 | 22.279 | 22.435 | 0 | 0 | 0 | 0 | [74 empty] | 4 | 0
|  |  |  | 2.3934 | 23.9344 | 0 | 0 | 0 | 0 | 0 | 0 | 0.173 | 0 | 23.934 | 0 | 0 | 46.387 | 0 | 22.452 | 23.935 | 0 | 0 | 0 | 0 | [74 empty] | 3 | 0
|  |  |  | 2.2875 | 22.8751 | 0 | 0 | 0 | 0 | 0 | 0 | 0.173 | 0 | 22.875 | 0 | 0 | 41.675 | 0 | 18.8 | 22.875 | 0 | 0 | 0 | 0 | [74 empty] | 2 | 0
|  |  |  | 2.2038 | 22.0378 | 0 | 0 | 0 | 0 | 0 | 0 | 0.173 | 0 | 22.038 | 4.268 | 0 | 17.769 | 0 | 0 | 17.769 | 0 | 0 | 0 | 0 | [74 empty] | 1 | 0
|  |  |  | 1.9116 | 19.1162 | 0 | 0 | 0 | 0 | 0 | 0 | 0.173 | 0 | 19.116 | 17.866 | 0 | 1.251 | 0 | 0 | 1.251 | 0 | 0 | 0 | 0 | [74 empty] | 0 | 0
|  |  |  | 2.0356 | 20.3563 | 0 | 0 | 0 | 0 | 0 | 0 | 0.173 | 0 | 20.356 | 20.356 | 0 | 0 | 0 | 0 | 0 | 0 | 0 | 0 | 0 | [74 empty] | 0 | 0
|  |  |  | 2.0352 | 20.352 | 0 | 0 | 0 | 0 | 0 | 0 | 0.173 | 0 | 20.352 | 20.352 | 0 | 0 | 0 | 0 | 0 | 0 | 0 | 0 | 0 | [74 empty] | 0 | 0
|  |  |  | 2.0421 | 20.4205 | 0 | 0 | 0 | 0 | 0 | 0 | 0.173 | 0 | 20.42 | 20.42 | 0 | 0 | 0 | 0 | 0 | 0 | 0 | 0 | 0 | [74 empty] | 0 | 0
|  |  |  | 2.0415 | 20.4155 | 0 | 0 | 0 | 0 | 0 | 0 | 0.173 | 0 | 20.415 | 20.415 | 0 | 0 | 0 | 0 | 0 | 0 | 0 | 0 | 0 | [74 empty] | 0 | 0
|  |  |  | 2.0377 | 20.3774 | 0 | 0 | 0 | 0 | 0 | 0 | 0.173 | 0 | 20.377 | 20.377 | 0 | 0 | 0 | 0 | 0 | 0 | 0 | 0 | 0 | [74 empty] | 0 | 0
|  |  |  | 2.0317 | 20.3173 | 0 | 0 | 0 | 0 | 0 | 0 | 0.173 | 0 | 20.317 | 20.317 | 0 | 0 | 0 | 0 | 0 | 0 | 0 | 0 | 0 | [74 empty] | 0 | 0
|  |  |  | 2.0455 | 20.4547 | 0 | 0 | 0 | 0 | 0 | 0 | 0.173 | 0 | 20.455 | 20.455 | 0 | 0 | 0 | 0 | 0 | 0 | 0 | 0 | 0 | [74 empty] | 0 | 0
|  |  |  | 2.0322 | 20.3221 | 0 | 0 | 0 | 0 | 0 | 0 | 0.173 | 0 | 20.322 | 20.322 | 0 | 0 | 0 | 0 | 0 | 0 | 0 | 0 | 0 | [74 empty] | 0 | 0
|  |  |  | 2.0318 | 20.3178 | 0 | 0 | 0 | 0 | 0 | 0 | 0.173 | 0 | 20.318 | 20.318 | 0 | 0 | 0 | 0 | 0 | 0 | 0 | 0 | 0 | [74 empty] | 0 | 0
|  |  |  | 2.0316 | 20.316 | 0 | 0 | 0 | 0 | 0 | 0 | 0.173 | 0 | 20.316 | 20.316 | 0 | 0 | 0 | 0 | 0 | 0 | 0 | 0 | 0 | [74 empty] | 0 | 0
|  |  |  | 2.0315 | 20.3148 | 0 | 0 | 0 | 0 | 0 | 0 | 0.173 | 0 | 20.315 | 20.315 | 0 | 0 | 0 | 0 | 0 | 0 | 0 | 0 | 0 | [74 empty] | 0 | 0
|  |  |  | 2.0388 | 20.3878 | 0 | 0 | 0 | 0 | 0 | 0 | 0.173 | 0 | 20.388 | 20.388 | 0 | 0 | 0 | 0 | 0 | 0 | 0 | 0 | 0 | [74 empty] | 0 | 0
|  |  |  | 2.0386 | 20.3863 | 0 | 0 | 0 | 0 | 0 | 0 | 0.173 | 0 | 20.386 | 20.386 | 0 | 0 | 0 | 0 | 0 | 0 | 0 | 0 | 0 | [74 empty] | 0 | 0
|  |  |  | 1.869 | 18.6898 | 0 | 0 | 0 | 0 | 0 | 0 | 0.173 | 0 | 18.69 | 18.69 | 0 | 0 | 0 | 0 | 0 | 0 | 0 | 0 | 0 | [74 empty] | 0 | 0
|  |  |  | 1.6978 | 16.9776 | 0 | 0 | 0 | 0 | 0 | 0 | 0.173 | 0 | 16.978 | 15.145 | 0 | 1.832 | 0 | 0 | 1.832 | 0 | 0 | 0 | 0 | [74 empty] | 10 | 0
|  |  |  | 1.6998 | 16.9983 | 0 | 0 | 0 | 0 | 0 | 0 | 0.173 | 0 | 16.998 | 1.294 | 0 | 15.705 | 0 | 0 | 15.705 | 0 | 0 | 0 | 0 | [74 empty] | 9 | 0
|  |  |  | 1.742 | 17.4197 | 0 | 0 | 0 | 0 | 0 | 0 | 0.173 | 0 | 17.42 | 0 | 0 | 31.991 | 0 | 14.571 | 17.42 | 0 | 0 | 0 | 0 | [74 empty] | 8 | 0
|  |  |  | 2.5112 | 25.1125 | 0 | 0 | 0 | 0 | 0 | 0 | 0.173 | 0 | 25.112 | 0 | 0 | 47.899 | 0 | 22.786 | 25.113 | 0 | 0 | 0 | 0 | [74 empty] | 7 | 0
|  |  |  | 2.698 | 26.98 | 0 | 0 | 0 | 0 | 0 | 0 | 0.173 | 0 | 26.98 | 0 | 0 | 69.871 | 0 | 42.891 | 26.98 | 0 | 0 | 0 | 0 | [74 empty] | 6 | 0
|  |  |  | 2.8931 | 28.9305 | 0 | 0 | 0 | 0 | 0 | 0 | 0.173 | 0 | 28.931 | 0 | 0 | 68.533 | 0 | 39.602 | 28.931 | 0 | 0 | 0 | 0 | [74 empty] | 5 | 0
|  |  |  | 2.8534 | 28.5339 | 0 | 0 | 0 | 0 | 0 | 0 | 0.173 | 0 | 28.534 | 0 | 0 | 60.739 | 0 | 32.205 | 28.534 | 0 | 0 | 0 | 0 | [74 empty] | 4 | 0
|  |  |  | 2.931 | 29.3104 | 0 | 0 | 0 | 0 | 0 | 0 | 0.173 | 0 | 29.31 | 0 | 0 | 46.707 | 0 | 17.396 | 29.311 | 0 | 0 | 0 | 0 | [74 empty] | 3 | 0
|  |  |  | 2.6976 | 26.9759 | 0 | 0 | 0 | 0 | 0 | 0 | 0.173 | 0 | 26.976 | 6.284 | 0 | 20.692 | 0 | 0 | 20.692 | 0 | 0 | 0 | 0 | [74 empty] | 2 | 0
|  |  |  | 2.1935 | 21.9353 | 0 | 0 | 0 | 0 | 0 | 0 | 0.173 | 0 | 21.935 | 16.977 | 0 | 4.959 | 0 | 0 | 4.959 | 0 | 0 | 0 | 0 | [74 empty] | 1 | 0
|  |  |  | 2.0381 | 20.3809 | 0 | 0 | 0 | 0 | 0 | 0 | 0.173 | 0 | 20.381 | 20.381 | 0 | 0 | 0 | 0 | 0 | 0 | 0 | 0 | 0 | [74 empty] | 0 | 0
|  |  |  | 2.0377 | 20.3771 | 0 | 0 | 0 | 0 | 0 | 0 | 0.173 | 0 | 20.377 | 20.377 | 0 | 0 | 0 | 0 | 0 | 0 | 0 | 0 | 0 | [74 empty] | 0 | 0
|  |  |  | 2.0448 | 20.4479 | 0 | 0 | 0 | 0 | 0 | 0 | 0.173 | 0 | 20.448 | 20.448 | 0 | 0 | 0 | 0 | 0 | 0 | 0 | 0 | 0 | [74 empty] | 0 | 0
|  |  |  | 2.0432 | 20.4317 | 0 | 0 | 0 | 0 | 0 | 0 | 0.173 | 0 | 20.432 | 20.432 | 0 | 0 | 0 | 0 | 0 | 0 | 0 | 0 | 0 | [74 empty] | 0 | 0
|  |  |  | 2.038 | 20.3799 | 0 | 0 | 0 | 0 | 0 | 0 | 0.173 | 0 | 20.38 | 20.38 | 0 | 0 | 0 | 0 | 0 | 0 | 0 | 0 | 0 | [74 empty] | 0 | 0
|  |  |  | 2.0317 | 20.3166 | 0 | 0 | 0 | 0 | 0 | 0 | 0.173 | 0 | 20.317 | 20.317 | 0 | 0 | 0 | 0 | 0 | 0 | 0 | 0 | 0 | [74 empty] | 0 | 0
|  |  |  | 2.0452 | 20.4519 | 0 | 0 | 0 | 0 | 0 | 0 | 0.173 | 0 | 20.452 | 20.452 | 0 | 0 | 0 | 0 | 0 | 0 | 0 | 0 | 0 | [74 empty] | 0 | 0
|  |  |  | 2.0316 | 20.3162 | 0 | 0 | 0 | 0 | 0 | 0 | 0.173 | 0 | 20.316 | 20.316 | 0 | 0 | 0 | 0 | 0 | 0 | 0 | 0 | 0 | [74 empty] | 0 | 0
|  |  |  | 2.032 | 20.3205 | 0 | 0 | 0 | 0 | 0 | 0 | 0.173 | 0 | 20.321 | 20.321 | 0 | 0 | 0 | 0 | 0 | 0 | 0 | 0 | 0 | [74 empty] | 0 | 0
|  |  |  | 2.0315 | 20.3153 | 0 | 0 | 0 | 0 | 0 | 0 | 0.173 | 0 | 20.315 | 20.315 | 0 | 0 | 0 | 0 | 0 | 0 | 0 | 0 | 0 | [74 empty] | 0 | 0
|  |  |  | 2.03 | 20.2999 | 0 | 0 | 0 | 0 | 0 | 0 | 0.173 | 0 | 20.3 | 20.3 | 0 | 0 | 0 | 0 | 0 | 0 | 0 | 0 | 0 | [74 empty] | 0 | 0
|  |  |  | 2.0359 | 20.3594 | 0 | 0 | 0 | 0 | 0 | 0 | 0.173 | 0 | 20.359 | 20.359 | 0 | 0 | 0 | 0 | 0 | 0 | 0 | 0 | 0 | [74 empty] | 0 | 0
|  |  |  | 2.0353 | 20.3528 | 0 | 0 | 0 | 0 | 0 | 0 | 0.173 | 0 | 20.353 | 20.353 | 0 | 0 | 0 | 0 | 0 | 0 | 0 | 0 | 0 | [74 empty] | 0 | 0
|  |  |  | 3.1065 | 31.0649 | 0 | 0 | 0 | 0 | 0 | 0 | 0.173 | 0 | 31.065 | 31.065 | 0 | 0 | 0 | 0 | 0 | 0 | 0 | 0 | 0 | [74 empty] | 0 | 0
|  |  |  | 6.2118 | 62.1175 | 0 | 0 | 0 | 0 | 0 | 0 | 0.173 | 0 | 62.117 | 60.823 | 0 | 1.294 | 0 | 0 | 1.294 | 0 | 0 | 0 | 0 | [74 empty] | 0 | 0
|  |  |  | 7.8429 | 78.4291 | 0 | 0 | 0 | 0 | 0 | 0 | 0.173 | 0 | 78.429 | 59.715 | 0 | 18.715 | 0 | 0 | 18.715 | 0 | 0 | 0 | 0 | [74 empty] | 7 | 0
|  |  |  | 8.1611 | 81.6109 | 0 | 0 | 0 | 0 | 0 | 0 | 0.173 | 0 | 81.611 | 59.275 | 0 | 22.335 | 0 | 0 | 22.335 | 0 | 0 | 0 | 0 | [74 empty] | 6 | 0
|  |  |  | 8.6608 | 86.6086 | 0 | 0 | 0 | 0 | 0 | 0 | 0.173 | 0 | 86.609 | 61.365 | 0 | 25.244 | 0 | 0 | 25.244 | 0 | 0 | 0 | 0 | [74 empty] | 5 | 0
|  |  |  | 9.2585 | 92.5851 | 0 | 0 | 0 | 0 | 0 | 0 | 0.173 | 0 | 92.585 | 45.617 | 0 | 46.968 | 0 | 0 | 46.968 | 0 | 0 | 0 | 0 | [74 empty] | 4 | 0
|  |  |  | 9.5692 | 95.6915 | 0 | 0 | 0 | 0 | 0 | 0 | 0.173 | 0 | 95.691 | 48.156 | 0 | 47.535 | 0 | 0 | 47.535 | 0 | 0 | 0 | 0 | [74 empty] | 3 | 0
|  |  |  | 9.3701 | 93.701 | 0 | 0 | 0 | 0 | 0 | 0 | 0.173 | 0 | 93.701 | 67.527 | 0 | 26.174 | 0 | 0 | 26.174 | 0 | 0 | 0 | 0 | [74 empty] | 2 | 0
|  |  |  | 8.9888 | 89.8879 | 0 | 0 | 0 | 0 | 0 | 0 | 0.173 | 0 | 89.888 | 63.336 | 0 | 26.552 | 0 | 0 | 26.552 | 0 | 0 | 0 | 0 | [74 empty] | 1 | 0
|  |  |  | 8.4596 | 84.596 | 0 | 0 | 0 | 0 | 0 | 0 | 0.173 | 0 | 84.596 | 76.933 | 0 | 7.663 | 0 | 0 | 7.663 | 0 | 0 | 0 | 0 | [74 empty] | 0 | 0
|  |  |  | 8.047 | 80.47 | 0 | 0 | 0 | 0 | 0 | 0 | 0.173 | 0 | 80.47 | 75.715 | 0 | 4.755 | 0 | 0 | 4.755 | 0 | 0 | 0 | 0 | [74 empty] | 0 | 0
|  |  |  | 6.8169 | 68.1688 | 0 | 0 | 0 | 0 | 0 | 0 | 0.173 | 0 | 68.169 | 68.169 | 0 | 0 | 0 | 0 | 0 | 0 | 0 | 0 | 0 | [74 empty] | 0 | 0
|  |  |  | 6.8212 | 68.2122 | 0 | 0 | 0 | 0 | 0 | 0 | 0.173 | 0 | 68.212 | 68.212 | 0 | 0 | 0 | 0 | 0 | 0 | 0 | 0 | 0 | [74 empty] | 0 | 0
|  |  |  | 6.8618 | 68.618 | 0 | 0 | 0 | 0 | 0 | 0 | 0.173 | 0 | 68.618 | 68.618 | 0 | 0 | 0 | 0 | 0 | 0 | 0 | 0 | 0 | [74 empty] | 0 | 0
|  |  |  | 6.8204 | 68.2038 | 0 | 0 | 0 | 0 | 0 | 0 | 0.173 | 0 | 68.204 | 68.204 | 0 | 0 | 0 | 0 | 0 | 0 | 0 | 0 | 0 | [74 empty] | 0 | 0
|  |  |  | 2.0365 | 20.3648 | 0 | 0 | 0 | 0 | 0 | 0 | 0.173 | 0 | 20.365 | 20.365 | 0 | 0 | 0 | 0 | 0 | 0 | 0 | 0 | 0 | [74 empty] | 0 | 0
|  |  |  | 2.0318 | 20.3184 | 0 | 0 | 0 | 0 | 0 | 0 | 0.173 | 0 | 20.318 | 20.318 | 0 | 0 | 0 | 0 | 0 | 0 | 0 | 0 | 0 | [74 empty] | 0 | 0
|  |  |  | 2.0462 | 20.4619 | 0 | 0 | 0 | 0 | 0 | 0 | 0.173 | 0 | 20.462 | 20.462 | 0 | 0 | 0 | 0 | 0 | 0 | 0 | 0 | 0 | [74 empty] | 0 | 0
|  |  |  | 2.0316 | 20.3164 | 0 | 0 | 0 | 0 | 0 | 0 | 0.173 | 0 | 20.316 | 20.316 | 0 | 0 | 0 | 0 | 0 | 0 | 0 | 0 | 0 | [74 empty] | 0 | 0
|  |  |  | 2.0312 | 20.3119 | 0 | 0 | 0 | 0 | 0 | 0 | 0.173 | 0 | 20.312 | 20.312 | 0 | 0 | 0 | 0 | 0 | 0 | 0 | 0 | 0 | [74 empty] | 0 | 0
|  |  |  | 2.031 | 20.3096 | 0 | 0 | 0 | 0 | 0 | 0 | 0.173 | 0 | 20.31 | 20.31 | 0 | 0 | 0 | 0 | 0 | 0 | 0 | 0 | 0 | [74 empty] | 0 | 0
|  |  |  | 2.0305 | 20.3051 | 0 | 0 | 0 | 0 | 0 | 0 | 0.173 | 0 | 20.305 | 20.305 | 0 | 0 | 0 | 0 | 0 | 0 | 0 | 0 | 0 | [74 empty] | 0 | 0
|  |  |  | 2.0629 | 20.6285 | 0 | 0 | 0 | 0 | 0 | 0 | 0.173 | 0 | 20.628 | 20.628 | 0 | 0 | 0 | 0 | 0 | 0 | 0 | 0 | 0 | [74 empty] | 0 | 0
|  |  |  | 2.0571 | 20.5711 | 0 | 0 | 0 | 0 | 0 | 0 | 0.173 | 0 | 20.571 | 20.571 | 0 | 0 | 0 | 0 | 0 | 0 | 0 | 0 | 0 | [74 empty] | 0 | 0
|  |  |  | 3.1274 | 31.2738 | 0 | 0 | 0 | 0 | 0 | 0 | 0.173 | 0 | 31.274 | 31.274 | 0 | 0 | 0 | 0 | 0 | 0 | 0 | 0 | 0 | [74 empty] | 0 | 0
|  |  |  | 6.2131 | 62.1311 | 0 | 0 | 0 | 0 | 0 | 0 | 0.173 | 0 | 62.131 | 55.355 | 0 | 6.776 | 0 | 0 | 6.776 | 0 | 0 | 0 | 0 | [74 empty] | 9 | 0
|  |  |  | 7.7454 | 77.4538 | 0 | 0 | 0 | 0 | 0 | 0 | 0.173 | 0 | 77.454 | 62.229 | 0 | 15.225 | 0 | 0 | 15.225 | 0 | 0 | 0 | 0 | [74 empty] | 8 | 0
|  |  |  | 8.0766 | 80.7659 | 0 | 0 | 0 | 0 | 0 | 0 | 0.173 | 0 | 80.766 | 62.837 | 0 | 17.929 | 0 | 0 | 17.929 | 0 | 0 | 0 | 0 | [74 empty] | 7 | 0
|  |  |  | 8.7668 | 87.6685 | 0 | 0 | 0 | 0 | 0 | 0 | 0.173 | 0 | 87.668 | 62.643 | 0 | 25.025 | 0 | 0 | 25.025 | 0 | 0 | 0 | 0 | [74 empty] | 6 | 0
|  |  |  | 9.4751 | 94.7508 | 0 | 0 | 0 | 0 | 0 | 0 | 0.173 | 0 | 94.751 | 42.926 | 0 | 51.825 | 0 | 0 | 51.825 | 0 | 0 | 0 | 0 | [74 empty] | 5 | 0
|  |  |  | 9.9344 | 99.3441 | 0 | 0 | 0 | 0 | 0 | 0 | 0.173 | 0 | 99.344 | 60.359 | 0 | 38.985 | 0 | 0 | 38.985 | 0 | 0 | 0 | 0 | [74 empty] | 4 | 0
|  |  |  | 9.6695 | 96.6955 | 0 | 0 | 0 | 0 | 0 | 0 | 0.173 | 0 | 96.696 | 72.892 | 0 | 23.804 | 0 | 0 | 23.804 | 0 | 0 | 0 | 0 | [74 empty] | 3 | 0
|  |  |  | 9.4691 | 94.6913 | 0 | 0 | 0 | 0 | 0 | 0 | 0.173 | 0 | 94.691 | 61.203 | 0 | 33.489 | 0 | 0 | 33.489 | 0 | 0 | 0 | 0 | [74 empty] | 2 | 0
|  |  |  | 9.1639 | 91.6393 | 0 | 0 | 0 | 0 | 0 | 0 | 0.173 | 0 | 91.639 | 75.644 | 0 | 15.995 | 0 | 0 | 15.995 | 0 | 0 | 0 | 0 | [74 empty] | 1 | 0
|  |  |  | 8.4426 | 84.4264 | 0 | 0 | 0 | 0 | 0 | 0 | 0.173 | 0 | 84.426 | 79.439 | 0 | 4.988 | 0 | 0 | 4.988 | 0 | 0 | 0 | 0 | [74 empty] | 0 | 0
|  |  |  | 7.0096 | 70.0962 | 0 | 0 | 0 | 0 | 0 | 0 | 0.173 | 0 | 70.096 | 70.096 | 0 | 0 | 0 | 0 | 0 | 0 | 0 | 0 | 0 | [74 empty] | 0 | 0
|  |  |  | 6.855 | 68.5499 | 0 | 0 | 0 | 0 | 0 | 0 | 0.173 | 0 | 68.55 | 68.55 | 0 | 0 | 0 | 0 | 0 | 0 | 0 | 0 | 0 | [74 empty] | 0 | 0
|  |  |  | 6.7584 | 67.5839 | 0 | 0 | 0 | 0 | 0 | 0 | 0.173 | 0 | 67.584 | 67.584 | 0 | 0 | 0 | 0 | 0 | 0 | 0 | 0 | 0 | [74 empty] | 0 | 0
|  |  |  | 6.6593 | 66.5928 | 0 | 0 | 0 | 0 | 0 | 0 | 0.173 | 0 | 66.593 | 66.593 | 0 | 0 | 0 | 0 | 0 | 0 | 0 | 0 | 0 | [74 empty] | 0 | 0
|  |  |  | 2.0306 | 20.306 | 0 | 0 | 0 | 0 | 0 | 0 | 0.173 | 0 | 20.306 | 20.306 | 0 | 0 | 0 | 0 | 0 | 0 | 0 | 0 | 0 | [74 empty] | 0 | 0
|  |  |  | 2.0313 | 20.3134 | 0 | 0 | 0 | 0 | 0 | 0 | 0.173 | 0 | 20.313 | 20.313 | 0 | 0 | 0 | 0 | 0 | 0 | 0 | 0 | 0 | [74 empty] | 0 | 0
|  |  |  | 2.0459 | 20.4592 | 0 | 0 | 0 | 0 | 0 | 0 | 0.173 | 0 | 20.459 | 20.459 | 0 | 0 | 0 | 0 | 0 | 0 | 0 | 0 | 0 | [74 empty] | 0 | 0
|  |  |  | 2.031 | 20.3103 | 0 | 0 | 0 | 0 | 0 | 0 | 0.173 | 0 | 20.31 | 20.31 | 0 | 0 | 0 | 0 | 0 | 0 | 0 | 0 | 0 | [74 empty] | 0 | 0
|  |  |  | 2.0307 | 20.3067 | 0 | 0 | 0 | 0 | 0 | 0 | 0.173 | 0 | 20.307 | 20.307 | 0 | 0 | 0 | 0 | 0 | 0 | 0 | 0 | 0 | [74 empty] | 0 | 0
|  |  |  | 2.0303 | 20.3028 | 0 | 0 | 0 | 0 | 0 | 0 | 0.173 | 0 | 20.303 | 20.303 | 0 | 0 | 0 | 0 | 0 | 0 | 0 | 0 | 0 | [74 empty] | 0 | 0
|  |  |  | 2.0297 | 20.2972 | 0 | 0 | 0 | 0 | 0 | 0 | 0.173 | 0 | 20.297 | 20.297 | 0 | 0 | 0 | 0 | 0 | 0 | 0 | 0 | 0 | [74 empty] | 0 | 0
|  |  |  | 2.036 | 20.3601 | 0 | 0 | 0 | 0 | 0 | 0 | 0.173 | 0 | 20.36 | 20.36 | 0 | 0 | 0 | 0 | 0 | 0 | 0 | 0 | 0 | [74 empty] | 0 | 0
|  |  |  | 2.0355 | 20.3551 | 0 | 0 | 0 | 0 | 0 | 0 | 0.173 | 0 | 20.355 | 20.355 | 0 | 0 | 0 | 0 | 0 | 0 | 0 | 0 | 0 | [74 empty] | 0 | 0
|  |  |  | 3.1157 | 31.1575 | 0 | 0 | 0 | 0 | 0 | 0 | 0.173 | 0 | 31.157 | 31.157 | 0 | 0 | 0 | 0 | 0 | 0 | 0 | 0 | 0 | [74 empty] | 0 | 0
|  |  |  | 6.2153 | 62.1526 | 0 | 0 | 0 | 0 | 0 | 0 | 0.173 | 0 | 62.153 | 62.153 | 0 | 0 | 0 | 0 | 0 | 0 | 0 | 0 | 0 | [74 empty] | 0 | 0
|  |  |  | 7.7551 | 77.5514 | 0 | 0 | 0 | 0 | 0 | 0 | 0.173 | 0 | 77.551 | 75.777 | 0 | 1.774 | 0 | 0 | 1.774 | 0 | 0 | 0 | 0 | [74 empty] | 0 | 0
|  |  |  | 8.2131 | 82.1314 | 0 | 0 | 0 | 0 | 0 | 0 | 0.173 | 0 | 82.131 | 82.131 | 0 | 0 | 0 | 0 | 0 | 0 | 0 | 0 | 0 | [74 empty] | 0 | 0
|  |  |  | 9.0013 | 90.0126 | 0 | 0 | 0 | 0 | 0 | 0 | 0.173 | 0 | 90.013 | 23.021 | 0 | 66.992 | 0 | 0 | 66.992 | 0 | 0 | 0 | 0 | [74 empty] | 6 | 0
|  |  |  | 9.6451 | 96.451 | 0 | 0 | 0 | 0 | 0 | 0 | 0.173 | 0 | 96.451 | 22.61 | 0 | 73.84 | 0 | 0 | 73.84 | 0 | 0 | 0 | 0 | [74 empty] | 5 | 0
|  |  |  | 9.6827 | 96.8274 | 0 | 0 | 0 | 0 | 0 | 0 | 0.173 | 0 | 96.827 | 43.272 | 0 | 53.555 | 0 | 0 | 53.555 | 0 | 0 | 0 | 0 | [74 empty] | 4 | 0
|  |  |  | 9.3388 | 93.3884 | 0 | 0 | 0 | 0 | 0 | 0 | 0.173 | 0 | 93.388 | 76.128 | 0 | 17.26 | 0 | 0 | 17.26 | 0 | 0 | 0 | 0 | [74 empty] | 3 | 0
|  |  |  | 9.1706 | 91.7063 | 0 | 0 | 0 | 0 | 0 | 0 | 0.173 | 0 | 91.706 | 56.895 | 0 | 34.812 | 0 | 0 | 34.812 | 0 | 0 | 0 | 0 | [74 empty] | 2 | 0
|  |  |  | 8.9781 | 89.7806 | 0 | 0 | 0 | 0 | 0 | 0 | 0.173 | 0 | 89.781 | 69.685 | 0 | 20.096 | 0 | 0 | 20.096 | 0 | 0 | 0 | 0 | [74 empty] | 1 | 0
|  |  |  | 8.2884 | 82.8836 | 0 | 0 | 0 | 0 | 0 | 0 | 0.173 | 0 | 82.884 | 80.819 | 0 | 2.065 | 0 | 0 | 2.065 | 0 | 0 | 0 | 0 | [74 empty] | 0 | 0
|  |  |  | 6.9332 | 69.332 | 0 | 0 | 0 | 0 | 0 | 0 | 0.173 | 0 | 69.332 | 69.332 | 0 | 0 | 0 | 0 | 0 | 0 | 0 | 0 | 0 | [74 empty] | 0 | 0
|  |  |  | 6.8663 | 68.6634 | 0 | 0 | 0 | 0 | 0 | 0 | 0.173 | 0 | 68.663 | 68.663 | 0 | 0 | 0 | 0 | 0 | 0 | 0 | 0 | 0 | [74 empty] | 0 | 0
|  |  |  | 6.8725 | 68.7248 | 0 | 0 | 0 | 0 | 0 | 0 | 0.173 | 0 | 68.725 | 68.725 | 0 | 0 | 0 | 0 | 0 | 0 | 0 | 0 | 0 | [74 empty] | 0 | 0
|  |  |  | 6.8279 | 68.2792 | 0 | 0 | 0 | 0 | 0 | 0 | 0.173 | 0 | 68.279 | 68.279 | 0 | 0 | 0 | 0 | 0 | 0 | 0 | 0 | 0 | [74 empty] | 0 | 0
|  |  |  | 2.0364 | 20.3643 | 0 | 0 | 0 | 0 | 0 | 0 | 0.173 | 0 | 20.364 | 20.364 | 0 | 0 | 0 | 0 | 0 | 0 | 0 | 0 | 0 | [74 empty] | 0 | 0
|  |  |  | 2.0322 | 20.3221 | 0 | 0 | 0 | 0 | 0 | 0 | 0.173 | 0 | 20.322 | 20.322 | 0 | 0 | 0 | 0 | 0 | 0 | 0 | 0 | 0 | [74 empty] | 0 | 0
|  |  |  | 2.0466 | 20.466 | 0 | 0 | 0 | 0 | 0 | 0 | 0.173 | 0 | 20.466 | 20.466 | 0 | 0 | 0 | 0 | 0 | 0 | 0 | 0 | 0 | [74 empty] | 0 | 0
|  |  |  | 2.0317 | 20.3171 | 0 | 0 | 0 | 0 | 0 | 0 | 0.173 | 0 | 20.317 | 20.317 | 0 | 0 | 0 | 0 | 0 | 0 | 0 | 0 | 0 | [74 empty] | 0 | 0
|  |  |  | 2.0313 | 20.3131 | 0 | 0 | 0 | 0 | 0 | 0 | 0.173 | 0 | 20.313 | 20.313 | 0 | 0 | 0 | 0 | 0 | 0 | 0 | 0 | 0 | [74 empty] | 0 | 0
|  |  |  | 2.031 | 20.3104 | 0 | 0 | 0 | 0 | 0 | 0 | 0.173 | 0 | 20.31 | 20.31 | 0 | 0 | 0 | 0 | 0 | 0 | 0 | 0 | 0 | [74 empty] | 0 | 0
|  |  |  | 2.0308 | 20.3077 | 0 | 0 | 0 | 0 | 0 | 0 | 0.173 | 0 | 20.308 | 20.308 | 0 | 0 | 0 | 0 | 0 | 0 | 0 | 0 | 0 | [74 empty] | 0 | 0
|  |  |  | 2.037 | 20.3703 | 0 | 0 | 0 | 0 | 0 | 0 | 0.173 | 0 | 20.37 | 20.37 | 0 | 0 | 0 | 0 | 0 | 0 | 0 | 0 | 0 | [74 empty] | 0 | 0
|  |  |  | 2.0362 | 20.3618 | 0 | 0 | 0 | 0 | 0 | 0 | 0.173 | 0 | 20.362 | 20.362 | 0 | 0 | 0 | 0 | 0 | 0 | 0 | 0 | 0 | [74 empty] | 0 | 0
|  |  |  | 3.1049 | 31.0486 | 0 | 0 | 0 | 0 | 0 | 0 | 0.173 | 0 | 31.049 | 31.049 | 0 | 0 | 0 | 0 | 0 | 0 | 0 | 0 | 0 | [74 empty] | 0 | 0
|  |  |  | 6.2122 | 62.1219 | 0 | 0 | 0 | 0 | 0 | 0 | 0.173 | 0 | 62.122 | 55.986 | 0 | 6.136 | 0 | 0 | 6.136 | 0 | 0 | 0 | 0 | [74 empty] | 0 | 0
|  |  |  | 7.6769 | 76.769 | 0 | 0 | 0 | 0 | 0 | 0 | 0.173 | 0 | 76.769 | 69.542 | 0 | 7.227 | 0 | 0 | 7.227 | 0 | 0 | 0 | 0 | [74 empty] | 0 | 0
|  |  |  | 7.8151 | 78.1513 | 0 | 0 | 0 | 0 | 0 | 0 | 0.173 | 0 | 78.151 | 61.574 | 0 | 16.577 | 0 | 0 | 16.577 | 0 | 0 | 0 | 0 | [74 empty] | 7 | 0
|  |  |  | 8.178 | 81.7797 | 0 | 0 | 0 | 0 | 0 | 0 | 0.173 | 0 | 81.78 | 55.198 | 0 | 26.581 | 0 | 0 | 26.581 | 0 | 0 | 0 | 0 | [74 empty] | 6 | 0
|  |  |  | 8.379 | 83.7901 | 0 | 0 | 0 | 0 | 0 | 0 | 0.173 | 0 | 83.79 | 35.121 | 0 | 48.67 | 0 | 0 | 48.67 | 0 | 0 | 0 | 0 | [74 empty] | 5 | 0
|  |  |  | 8.4496 | 84.4958 | 0 | 0 | 0 | 0 | 0 | 0 | 0.173 | 0 | 84.496 | 14.465 | 0 | 70.031 | 0 | 0 | 70.031 | 0 | 0 | 0 | 0 | [74 empty] | 4 | 0
|  |  |  | 8.3209 | 83.2087 | 0 | 0 | 0 | 0 | 0 | 0 | 0.173 | 0 | 83.209 | 21.67 | 0 | 61.539 | 0 | 0 | 61.539 | 0 | 0 | 0 | 0 | [74 empty] | 3 | 0
|  |  |  | 8.1761 | 81.7615 | 0 | 0 | 0 | 0 | 0 | 0 | 0.173 | 0 | 81.761 | 48.578 | 0 | 33.183 | 0 | 0 | 33.183 | 0 | 0 | 0 | 0 | [74 empty] | 2 | 0
|  |  |  | 7.9443 | 79.4425 | 0 | 0 | 0 | 0 | 0 | 0 | 0.173 | 0 | 79.443 | 61.382 | 0 | 18.06 | 0 | 0 | 18.06 | 0 | 0 | 0 | 0 | [74 empty] | 1 | 0
|  |  |  | 7.8455 | 78.4551 | 0 | 0 | 0 | 0 | 0 | 0 | 0.173 | 0 | 78.455 | 73.22 | 0 | 5.235 | 0 | 0 | 5.235 | 0 | 0 | 0 | 0 | [74 empty] | 0 | 0
|  |  |  | 6.7163 | 67.1633 | 0 | 0 | 0 | 0 | 0 | 0 | 0.173 | 0 | 67.163 | 67.163 | 0 | 0 | 0 | 0 | 0 | 0 | 0 | 0 | 0 | [74 empty] | 0 | 0
|  |  |  | 6.6918 | 66.9176 | 0 | 0 | 0 | 0 | 0 | 0 | 0.173 | 0 | 66.918 | 66.918 | 0 | 0 | 0 | 0 | 0 | 0 | 0 | 0 | 0 | [74 empty] | 0 | 0
|  |  |  | 6.6733 | 66.7331 | 0 | 0 | 0 | 0 | 0 | 0 | 0.173 | 0 | 66.733 | 66.733 | 0 | 0 | 0 | 0 | 0 | 0 | 0 | 0 | 0 | [74 empty] | 0 | 0
|  |  |  | 6.6387 | 66.3874 | 0 | 0 | 0 | 0 | 0 | 0 | 0.173 | 0 | 66.387 | 66.387 | 0 | 0 | 0 | 0 | 0 | 0 | 0 | 0 | 0 | [74 empty] | 0 | 0
|  |  |  | 2.0348 | 20.3476 | 0 | 0 | 0 | 0 | 0 | 0 | 0.173 | 0 | 20.348 | 20.348 | 0 | 0 | 0 | 0 | 0 | 0 | 0 | 0 | 0 | [74 empty] | 0 | 0
|  |  |  | 2.0306 | 20.3061 | 0 | 0 | 0 | 0 | 0 | 0 | 0.173 | 0 | 20.306 | 20.306 | 0 | 0 | 0 | 0 | 0 | 0 | 0 | 0 | 0 | [74 empty] | 0 | 0
|  |  |  | 2.0454 | 20.4536 | 0 | 0 | 0 | 0 | 0 | 0 | 0.173 | 0 | 20.454 | 20.454 | 0 | 0 | 0 | 0 | 0 | 0 | 0 | 0 | 0 | [74 empty] | 0 | 0
|  |  |  | 2.0311 | 20.3111 | 0 | 0 | 0 | 0 | 0 | 0 | 0.173 | 0 | 20.311 | 20.311 | 0 | 0 | 0 | 0 | 0 | 0 | 0 | 0 | 0 | [74 empty] | 0 | 0
|  |  |  | 2.0311 | 20.3113 | 0 | 0 | 0 | 0 | 0 | 0 | 0.173 | 0 | 20.311 | 20.311 | 0 | 0 | 0 | 0 | 0 | 0 | 0 | 0 | 0 | [74 empty] | 0 | 0
|  |  |  | 2.0311 | 20.3109 | 0 | 0 | 0 | 0 | 0 | 0 | 0.173 | 0 | 20.311 | 20.311 | 0 | 0 | 0 | 0 | 0 | 0 | 0 | 0 | 0 | [74 empty] | 0 | 0
|  |  |  | 2.031 | 20.3101 | 0 | 0 | 0 | 0 | 0 | 0 | 0.173 | 0 | 20.31 | 20.31 | 0 | 0 | 0 | 0 | 0 | 0 | 0 | 0 | 0 | [74 empty] | 0 | 0
|  |  |  | 2.0652 | 20.6522 | 0 | 0 | 0 | 0 | 0 | 0 | 0.173 | 0 | 20.652 | 20.652 | 0 | 0 | 0 | 0 | 0 | 0 | 0 | 0 | 0 | [74 empty] | 0 | 0
|  |  |  | 2.0598 | 20.5976 | 0 | 0 | 0 | 0 | 0 | 0 | 0.173 | 0 | 20.598 | 20.598 | 0 | 0 | 0 | 0 | 0 | 0 | 0 | 0 | 0 | [74 empty] | 0 | 0
|  |  |  | 3.1156 | 31.1562 | 0 | 0 | 0 | 0 | 0 | 0 | 0.173 | 0 | 31.156 | 31.156 | 0 | 0 | 0 | 0 | 0 | 0 | 0 | 0 | 0 | [74 empty] | 0 | 0
|  |  |  | 6.2132 | 62.1322 | 0 | 0 | 0 | 0 | 0 | 0 | 0.173 | 0 | 62.132 | 55.865 | 0 | 6.267 | 0 | 0 | 6.267 | 0 | 0 | 0 | 0 | [74 empty] | 9 | 0
|  |  |  | 7.7176 | 77.176 | 0 | 0 | 0 | 0 | 0 | 0 | 0.173 | 0 | 77.176 | 47.832 | 0 | 29.344 | 0 | 0 | 29.344 | 0 | 0 | 0 | 0 | [74 empty] | 8 | 0
|  |  |  | 7.8044 | 78.0444 | 0 | 0 | 0 | 0 | 0 | 0 | 0.173 | 0 | 78.044 | 27.092 | 0 | 50.953 | 0 | 0 | 50.953 | 0 | 0 | 0 | 0 | [74 empty] | 7 | 0
|  |  |  | 7.9694 | 79.6943 | 0 | 0 | 0 | 0 | 0 | 0 | 0.173 | 0 | 79.694 | 14.462 | 0 | 65.232 | 0 | 0 | 65.232 | 0 | 0 | 0 | 0 | [74 empty] | 6 | 0
|  |  |  | 8.183 | 81.8304 | 0 | 0 | 0 | 0 | 0 | 0 | 0.173 | 0 | 81.83 | 10.04 | 0 | 71.79 | 0 | 0 | 71.79 | 0 | 0 | 0 | 0 | [74 empty] | 5 | 0
|  |  |  | 8.1536 | 81.5357 | 0 | 0 | 0 | 0 | 0 | 0 | 0.173 | 0 | 81.536 | 10.356 | 0 | 71.179 | 0 | 0 | 71.179 | 0 | 0 | 0 | 0 | [74 empty] | 4 | 0
|  |  |  | 8.0109 | 80.1086 | 0 | 0 | 0 | 0 | 0 | 0 | 0.173 | 0 | 80.109 | 15.647 | 0 | 64.461 | 0 | 0 | 64.461 | 0 | 0 | 0 | 0 | [74 empty] | 3 | 0
|  |  |  | 7.9915 | 79.9154 | 0 | 0 | 0 | 0 | 0 | 0 | 0.173 | 0 | 79.915 | 31.071 | 0 | 48.844 | 0 | 0 | 48.844 | 0 | 0 | 0 | 0 | [74 empty] | 2 | 0
|  |  |  | 7.772 | 77.7202 | 0 | 0 | 0 | 0 | 0 | 0 | 0.173 | 0 | 77.72 | 49.903 | 0 | 27.817 | 0 | 0 | 27.817 | 0 | 0 | 0 | 0 | [74 empty] | 1 | 0
|  |  |  | 7.6773 | 76.7726 | 0 | 0 | 0 | 0 | 0 | 0 | 0.173 | 0 | 76.773 | 71.014 | 0 | 5.758 | 0 | 0 | 5.758 | 0 | 0 | 0 | 0 | [74 empty] | 0 | 0
|  |  |  | 6.5679 | 65.6787 | 0 | 0 | 0 | 0 | 0 | 0 | 0.173 | 0 | 65.679 | 65.679 | 0 | 0 | 0 | 0 | 0 | 0 | 0 | 0 | 0 | [74 empty] | 0 | 0
|  |  |  | 6.5496 | 65.4965 | 0 | 0 | 0 | 0 | 0 | 0 | 0.173 | 0 | 65.496 | 65.496 | 0 | 0 | 0 | 0 | 0 | 0 | 0 | 0 | 0 | [74 empty] | 0 | 0
|  |  |  | 6.5776 | 65.7763 | 0 | 0 | 0 | 0 | 0 | 0 | 0.173 | 0 | 65.776 | 65.776 | 0 | 0 | 0 | 0 | 0 | 0 | 0 | 0 | 0 | [74 empty] | 0 | 0
|  |  |  | 6.604 | 66.0402 | 0 | 0 | 0 | 0 | 0 | 0 | 0.173 | 0 | 66.04 | 66.04 | 0 | 0 | 0 | 0 | 0 | 0 | 0 | 0 | 0 | [74 empty] | 0 | 0
|  |  |  | 2.0304 | 20.3039 | 0 | 0 | 0 | 0 | 0 | 0 | 0.173 | 0 | 20.304 | 20.304 | 0 | 0 | 0 | 0 | 0 | 0 | 0 | 0 | 0 | [74 empty] | 0 | 0
|  |  |  | 2.0312 | 20.3123 | 0 | 0 | 0 | 0 | 0 | 0 | 0.173 | 0 | 20.312 | 20.312 | 0 | 0 | 0 | 0 | 0 | 0 | 0 | 0 | 0 | [74 empty] | 0 | 0
|  |  |  | 2.0456 | 20.4559 | 0 | 0 | 0 | 0 | 0 | 0 | 0.173 | 0 | 20.456 | 20.456 | 0 | 0 | 0 | 0 | 0 | 0 | 0 | 0 | 0 | [74 empty] | 0 | 0
|  |  |  | 2.0312 | 20.3117 | 0 | 0 | 0 | 0 | 0 | 0 | 0.173 | 0 | 20.312 | 20.312 | 0 | 0 | 0 | 0 | 0 | 0 | 0 | 0 | 0 | [74 empty] | 0 | 0
|  |  |  | 2.0311 | 20.3106 | 0 | 0 | 0 | 0 | 0 | 0 | 0.173 | 0 | 20.311 | 20.311 | 0 | 0 | 0 | 0 | 0 | 0 | 0 | 0 | 0 | [74 empty] | 0 | 0
|  |  |  | 2.031 | 20.3104 | 0 | 0 | 0 | 0 | 0 | 0 | 0.173 | 0 | 20.31 | 20.31 | 0 | 0 | 0 | 0 | 0 | 0 | 0 | 0 | 0 | [74 empty] | 0 | 0
|  |  |  | 2.031 | 20.3098 | 0 | 0 | 0 | 0 | 0 | 0 | 0.173 | 0 | 20.31 | 20.31 | 0 | 0 | 0 | 0 | 0 | 0 | 0 | 0 | 0 | [74 empty] | 0 | 0
|  |  |  | 2.038 | 20.3798 | 0 | 0 | 0 | 0 | 0 | 0 | 0.173 | 0 | 20.38 | 20.38 | 0 | 0 | 0 | 0 | 0 | 0 | 0 | 0 | 0 | [74 empty] | 0 | 0
|  |  |  | 2.0374 | 20.3742 | 0 | 0 | 0 | 0 | 0 | 0 | 0.173 | 0 | 20.374 | 20.374 | 0 | 0 | 0 | 0 | 0 | 0 | 0 | 0 | 0 | [74 empty] | 0 | 0
|  |  |  | 1.9247 | 19.2468 | 0 | 0 | 0 | 0 | 0 | 0 | 0.173 | 0 | 19.247 | 19.247 | 0 | 0 | 0 | 0 | 0 | 0 | 0 | 0 | 0 | [74 empty] | 0 | 0
|  |  |  | 1.6964 | 16.9636 | 0 | 0 | 0 | 0 | 0 | 0 | 0.173 | 0 | 16.964 | 10.158 | 0 | 6.805 | 0 | 0 | 6.805 | 0 | 0 | 0 | 0 | [74 empty] | 10 | 0
|  |  |  | 1.6962 | 16.9616 | 0 | 0 | 0 | 0 | 0 | 0 | 0.173 | 0 | 16.962 | 0 | 0 | 30.958 | 0 | 13.997 | 16.961 | 0 | 0 | 0 | 0 | [74 empty] | 9 | 0
|  |  |  | 1.6966 | 16.9665 | 0 | 0 | 0 | 0 | 0 | 0 | 0.173 | 0 | 16.967 | 0 | 0 | 54.006 | 0 | 37.04 | 16.966 | 0 | 0 | 0 | 0 | [74 empty] | 8 | 0
|  |  |  | 1.6964 | 16.9637 | 0 | 0 | 0 | 0 | 0 | 0 | 0.173 | 0 | 16.964 | 0 | 0 | 69.042 | 0 | 52.078 | 16.964 | 0 | 0 | 0 | 0 | [74 empty] | 7 | 0
|  |  |  | 1.709 | 17.0899 | 0 | 0 | 0 | 0 | 0 | 0 | 0.173 | 0 | 17.09 | 0 | 0 | 76.138 | 0 | 59.048 | 17.09 | 0 | 0 | 0 | 0 | [74 empty] | 6 | 0
|  |  |  | 1.695 | 16.9505 | 0 | 0 | 0 | 0 | 0 | 0 | 0.173 | 0 | 16.951 | 0 | 0 | 74.524 | 0 | 57.573 | 16.951 | 0 | 0 | 0 | 0 | [74 empty] | 5 | 0
|  |  |  | 1.6961 | 16.9613 | 0 | 0 | 0 | 0 | 0 | 0 | 0.173 | 0 | 16.961 | 0 | 0 | 66.177 | 0 | 49.216 | 16.961 | 0 | 0 | 0 | 0 | [74 empty] | 4 | 0
|  |  |  | 1.6966 | 16.9656 | 0 | 0 | 0 | 0 | 0 | 0 | 0.173 | 0 | 16.966 | 0 | 0 | 50.08 | 0 | 33.115 | 16.965 | 0 | 0 | 0 | 0 | [74 empty] | 3 | 0
|  |  |  | 1.6961 | 16.9611 | 0 | 0 | 0 | 0 | 0 | 0 | 0.173 | 0 | 16.961 | 0 | 0 | 28.341 | 0 | 11.38 | 16.961 | 0 | 0 | 0 | 0 | [74 empty] | 2 | 0
|  |  |  | 1.806 | 18.0603 | 0 | 0 | 0 | 0 | 0 | 0 | 0.173 | 0 | 18.06 | 12.389 | 0 | 5.671 | 0 | 0 | 5.671 | 0 | 0 | 0 | 0 | [74 empty] | 1 | 0
|  |  |  | 2.0322 | 20.3215 | 0 | 0 | 0 | 0 | 0 | 0 | 0.173 | 0 | 20.322 | 20.322 | 0 | 0 | 0 | 0 | 0 | 0 | 0 | 0 | 0 | [74 empty] | 0 | 0
|  |  |  | 2.0322 | 20.3225 | 0 | 0 | 0 | 0 | 0 | 0 | 0.173 | 0 | 20.322 | 20.322 | 0 | 0 | 0 | 0 | 0 | 0 | 0 | 0 | 0 | [74 empty] | 0 | 0
|  |  |  | 2.0391 | 20.3907 | 0 | 0 | 0 | 0 | 0 | 0 | 0.173 | 0 | 20.391 | 20.391 | 0 | 0 | 0 | 0 | 0 | 0 | 0 | 0 | 0 | [74 empty] | 0 | 0
|  |  |  | 2.0386 | 20.3863 | 0 | 0 | 0 | 0 | 0 | 0 | 0.173 | 0 | 20.386 | 20.386 | 0 | 0 | 0 | 0 | 0 | 0 | 0 | 0 | 0 | [74 empty] | 0 | 0
|  |  |  | 2.0354 | 20.3539 | 0 | 0 | 0 | 0 | 0 | 0 | 0.173 | 0 | 20.354 | 20.354 | 0 | 0 | 0 | 0 | 0 | 0 | 0 | 0 | 0 | [74 empty] | 0 | 0
|  |  |  | 2.03 | 20.2996 | 0 | 0 | 0 | 0 | 0 | 0 | 0.173 | 0 | 20.3 | 20.3 | 0 | 0 | 0 | 0 | 0 | 0 | 0 | 0 | 0 | [74 empty] | 0 | 0
|  |  |  | 2.0437 | 20.4369 | 0 | 0 | 0 | 0 | 0 | 0 | 0.173 | 0 | 20.437 | 20.437 | 0 | 0 | 0 | 0 | 0 | 0 | 0 | 0 | 0 | [74 empty] | 0 | 0
|  |  |  | 2.0303 | 20.3026 | 0 | 0 | 0 | 0 | 0 | 0 | 0.173 | 0 | 20.303 | 20.303 | 0 | 0 | 0 | 0 | 0 | 0 | 0 | 0 | 0 | [74 empty] | 0 | 0
|  |  |  | 2.0302 | 20.3023 | 0 | 0 | 0 | 0 | 0 | 0 | 0.173 | 0 | 20.302 | 20.302 | 0 | 0 | 0 | 0 | 0 | 0 | 0 | 0 | 0 | [74 empty] | 0 | 0
|  |  |  | 2.0302 | 20.302 | 0 | 0 | 0 | 0 | 0 | 0 | 0.173 | 0 | 20.302 | 20.302 | 0 | 0 | 0 | 0 | 0 | 0 | 0 | 0 | 0 | [74 empty] | 0 | 0
|  |  |  | 2.0302 | 20.3017 | 0 | 0 | 0 | 0 | 0 | 0 | 0.173 | 0 | 20.302 | 20.302 | 0 | 0 | 0 | 0 | 0 | 0 | 0 | 0 | 0 | [74 empty] | 0 | 0
|  |  |  | 2.0374 | 20.3738 | 0 | 0 | 0 | 0 | 0 | 0 | 0.173 | 0 | 20.374 | 20.374 | 0 | 0 | 0 | 0 | 0 | 0 | 0 | 0 | 0 | [74 empty] | 0 | 0
|  |  |  | 2.037 | 20.3704 | 0 | 0 | 0 | 0 | 0 | 0 | 0.173 | 0 | 20.37 | 20.37 | 0 | 0 | 0 | 0 | 0 | 0 | 0 | 0 | 0 | [74 empty] | 0 | 0
|  |  |  | 1.9245 | 19.2449 | 0 | 0 | 0 | 0 | 0 | 0 | 0.173 | 0 | 19.245 | 19.245 | 0 | 0 | 0 | 0 | 0 | 0 | 0 | 0 | 0 | [74 empty] | 0 | 0
|  |  |  | 1.6965 | 16.9647 | 0 | 0 | 0 | 0 | 0 | 0 | 0.173 | 0 | 16.965 | 10.974 | 0 | 5.991 | 0 | 0 | 5.991 | 0 | 0 | 0 | 0 | [74 empty] | 10 | 0
|  |  |  | 1.697 | 16.9705 | 0 | 0 | 0 | 0 | 0 | 0 | 0.173 | 0 | 16.971 | 0 | 0 | 29.49 | 0 | 12.519 | 16.971 | 0 | 0 | 0 | 0 | [74 empty] | 9 | 0
|  |  |  | 1.6984 | 16.9844 | 0 | 0 | 0 | 0 | 0 | 0 | 0.173 | 0 | 16.984 | 0 | 0 | 52.319 | 0 | 35.335 | 16.984 | 0 | 0 | 0 | 0 | [74 empty] | 8 | 0
|  |  |  | 1.6992 | 16.9918 | 0 | 0 | 0 | 0 | 0 | 0 | 0.173 | 0 | 16.992 | 0 | 0 | 67.544 | 0 | 50.552 | 16.992 | 0 | 0 | 0 | 0 | [74 empty] | 7 | 0
|  |  |  | 1.7116 | 17.1157 | 0 | 0 | 0 | 0 | 0 | 0 | 0.173 | 0 | 17.116 | 0 | 0 | 74.597 | 0 | 57.481 | 17.116 | 0 | 0 | 0 | 0 | [74 empty] | 6 | 0
|  |  |  | 1.6984 | 16.9839 | 0 | 0 | 0 | 0 | 0 | 0 | 0.173 | 0 | 16.984 | 0 | 0 | 73.186 | 0 | 56.202 | 16.984 | 0 | 0 | 0 | 0 | [74 empty] | 5 | 0
|  |  |  | 1.6996 | 16.9957 | 0 | 0 | 0 | 0 | 0 | 0 | 0.173 | 0 | 16.996 | 0 | 0 | 65.13 | 0 | 48.135 | 16.995 | 0 | 0 | 0 | 0 | [74 empty] | 4 | 0
|  |  |  | 1.6996 | 16.9961 | 0 | 0 | 0 | 0 | 0 | 0 | 0.173 | 0 | 16.996 | 0 | 0 | 49.149 | 0 | 32.153 | 16.996 | 0 | 0 | 0 | 0 | [74 empty] | 3 | 0
|  |  |  | 1.6988 | 16.9876 | 0 | 0 | 0 | 0 | 0 | 0 | 0.173 | 0 | 16.988 | 0 | 0 | 27.73 | 0 | 10.743 | 16.987 | 0 | 0 | 0 | 0 | [74 empty] | 2 | 0
|  |  |  | 1.8082 | 18.0822 | 0 | 0 | 0 | 0 | 0 | 0 | 0.173 | 0 | 18.082 | 12.731 | 0 | 5.351 | 0 | 0 | 5.351 | 0 | 0 | 0 | 0 | [74 empty] | 1 | 0
|  |  |  | 2.0339 | 20.3392 | 0 | 0 | 0 | 0 | 0 | 0 | 0.173 | 0 | 20.339 | 20.339 | 0 | 0 | 0 | 0 | 0 | 0 | 0 | 0 | 0 | [74 empty] | 0 | 0
|  |  |  | 2.0336 | 20.3358 | 0 | 0 | 0 | 0 | 0 | 0 | 0.173 | 0 | 20.336 | 20.336 | 0 | 0 | 0 | 0 | 0 | 0 | 0 | 0 | 0 | [74 empty] | 0 | 0
|  |  |  | 2.0406 | 20.4062 | 0 | 0 | 0 | 0 | 0 | 0 | 0.173 | 0 | 20.406 | 20.406 | 0 | 0 | 0 | 0 | 0 | 0 | 0 | 0 | 0 | [74 empty] | 0 | 0
|  |  |  | 2.0401 | 20.4013 | 0 | 0 | 0 | 0 | 0 | 0 | 0.173 | 0 | 20.401 | 20.401 | 0 | 0 | 0 | 0 | 0 | 0 | 0 | 0 | 0 | [74 empty] | 0 | 0
|  |  |  | 2.0366 | 20.3664 | 0 | 0 | 0 | 0 | 0 | 0 | 0.173 | 0 | 20.366 | 20.366 | 0 | 0 | 0 | 0 | 0 | 0 | 0 | 0 | 0 | [74 empty] | 0 | 0
|  |  |  | 2.0311 | 20.3105 | 0 | 0 | 0 | 0 | 0 | 0 | 0.173 | 0 | 20.31 | 20.31 | 0 | 0 | 0 | 0 | 0 | 0 | 0 | 0 | 0 | [74 empty] | 0 | 0
|  |  |  | 2.0444 | 20.4439 | 0 | 0 | 0 | 0 | 0 | 0 | 0.173 | 0 | 20.444 | 20.444 | 0 | 0 | 0 | 0 | 0 | 0 | 0 | 0 | 0 | [74 empty] | 0 | 0
|  |  |  | 2.0308 | 20.3084 | 0 | 0 | 0 | 0 | 0 | 0 | 0.173 | 0 | 20.308 | 20.308 | 0 | 0 | 0 | 0 | 0 | 0 | 0 | 0 | 0 | [74 empty] | 0 | 0
|  |  |  | 2.0309 | 20.3086 | 0 | 0 | 0 | 0 | 0 | 0 | 0.173 | 0 | 20.309 | 20.309 | 0 | 0 | 0 | 0 | 0 | 0 | 0 | 0 | 0 | [74 empty] | 0 | 0
|  |  |  | 2.0306 | 20.3064 | 0 | 0 | 0 | 0 | 0 | 0 | 0.173 | 0 | 20.306 | 20.306 | 0 | 0 | 0 | 0 | 0 | 0 | 0 | 0 | 0 | [74 empty] | 0 | 0
|  |  |  | 2.0308 | 20.3081 | 0 | 0 | 0 | 0 | 0 | 0 | 0.173 | 0 | 20.308 | 20.308 | 0 | 0 | 0 | 0 | 0 | 0 | 0 | 0 | 0 | [74 empty] | 0 | 0
|  |  |  | 2.0382 | 20.382 | 0 | 0 | 0 | 0 | 0 | 0 | 0.173 | 0 | 20.382 | 20.382 | 0 | 0 | 0 | 0 | 0 | 0 | 0 | 0 | 0 | [74 empty] | 0 | 0
|  |  |  | 2.0375 | 20.3755 | 0 | 0 | 0 | 0 | 0 | 0 | 0.173 | 0 | 20.376 | 20.376 | 0 | 0 | 0 | 0 | 0 | 0 | 0 | 0 | 0 | [74 empty] | 0 | 0
|  |  |  | 3.2511 | 32.5114 | 0 | 0 | 0 | 0 | 0 | 0 | 0.173 | 0 | 32.511 | 32.511 | 0 | 0 | 0 | 0 | 0 | 0 | 0 | 0 | 0 | [74 empty] | 0 | 0
|  |  |  | 6.4775 | 64.7749 | 0 | 0 | 0 | 0 | 0 | 0 | 0.173 | 0 | 64.775 | 58.944 | 0 | 5.831 | 0 | 0 | 5.831 | 0 | 0 | 0 | 0 | [74 empty] | 0 | 0
|  |  |  | 8.1394 | 81.3937 | 0 | 0 | 0 | 0 | 0 | 0 | 0.173 | 0 | 81.394 | 52.238 | 0 | 29.155 | 0 | 0 | 29.155 | 0 | 0 | 0 | 0 | [74 empty] | 8 | 0
|  |  |  | 8.4177 | 84.1769 | 0 | 0 | 0 | 0 | 0 | 0 | 0.173 | 0 | 84.177 | 32.483 | 0 | 51.694 | 0 | 0 | 51.694 | 0 | 0 | 0 | 0 | [74 empty] | 7 | 0
|  |  |  | 9.0836 | 90.8355 | 0 | 0 | 0 | 0 | 0 | 0 | 0.173 | 0 | 90.835 | 24.382 | 0 | 66.454 | 0 | 0 | 66.454 | 0 | 0 | 0 | 0 | [74 empty] | 6 | 0
|  |  |  | 10.0245 | 100.245 | 0 | 0 | 0 | 0 | 0 | 0 | 0.173 | 0 | 100.245 | 28.338 | 0 | 71.906 | 0 | 0 | 71.906 | 0 | 0 | 0 | 0 | [74 empty] | 5 | 0
|  |  |  | 9.823 | 98.2295 | 0 | 0 | 0 | 0 | 0 | 0 | 0.173 | 0 | 98.229 | 26.788 | 0 | 71.441 | 0 | 0 | 71.441 | 0 | 0 | 0 | 0 | [74 empty] | 4 | 0
|  |  |  | 9.4041 | 94.0412 | 0 | 0 | 0 | 0 | 0 | 0 | 0.173 | 0 | 94.041 | 30.292 | 0 | 63.749 | 0 | 0 | 63.749 | 0 | 0 | 0 | 0 | [74 empty] | 3 | 0
|  |  |  | 9.0258 | 90.2578 | 0 | 0 | 0 | 0 | 0 | 0 | 0.173 | 0 | 90.258 | 42.301 | 0 | 47.957 | 0 | 0 | 47.957 | 0 | 0 | 0 | 0 | [74 empty] | 2 | 0
|  |  |  | 8.4832 | 84.8321 | 0 | 0 | 0 | 0 | 0 | 0 | 0.173 | 0 | 84.832 | 57.495 | 0 | 27.338 | 0 | 0 | 27.338 | 0 | 0 | 0 | 0 | [74 empty] | 1 | 0
|  |  |  | 8.2565 | 82.5648 | 0 | 0 | 0 | 0 | 0 | 0 | 0.173 | 0 | 82.565 | 77.01 | 0 | 5.555 | 0 | 0 | 5.555 | 0 | 0 | 0 | 0 | [74 empty] | 0 | 0
|  |  |  | 7.0704 | 70.7037 | 0 | 0 | 0 | 0 | 0 | 0 | 0.173 | 0 | 70.704 | 70.704 | 0 | 0 | 0 | 0 | 0 | 0 | 0 | 0 | 0 | [74 empty] | 0 | 0
|  |  |  | 7.0369 | 70.3686 | 0 | 0 | 0 | 0 | 0 | 0 | 0.173 | 0 | 70.369 | 70.369 | 0 | 0 | 0 | 0 | 0 | 0 | 0 | 0 | 0 | [74 empty] | 0 | 0
|  |  |  | 7.0423 | 70.4225 | 0 | 0 | 0 | 0 | 0 | 0 | 0.173 | 0 | 70.423 | 70.423 | 0 | 0 | 0 | 0 | 0 | 0 | 0 | 0 | 0 | [74 empty] | 0 | 0
|  |  |  | 7.0434 | 70.4342 | 0 | 0 | 0 | 0 | 0 | 0 | 0.173 | 0 | 70.434 | 70.434 | 0 | 0 | 0 | 0 | 0 | 0 | 0 | 0 | 0 | [74 empty] | 0 | 0
|  |  |  | 2.037 | 20.37 | 0 | 0 | 0 | 0 | 0 | 0 | 0.173 | 0 | 20.37 | 20.37 | 0 | 0 | 0 | 0 | 0 | 0 | 0 | 0 | 0 | [74 empty] | 0 | 0
|  |  |  | 2.0323 | 20.3231 | 0 | 0 | 0 | 0 | 0 | 0 | 0.173 | 0 | 20.323 | 20.323 | 0 | 0 | 0 | 0 | 0 | 0 | 0 | 0 | 0 | [74 empty] | 0 | 0
|  |  |  | 2.0467 | 20.4666 | 0 | 0 | 0 | 0 | 0 | 0 | 0.173 | 0 | 20.467 | 20.467 | 0 | 0 | 0 | 0 | 0 | 0 | 0 | 0 | 0 | [74 empty] | 0 | 0
|  |  |  | 2.0328 | 20.3281 | 0 | 0 | 0 | 0 | 0 | 0 | 0.173 | 0 | 20.328 | 20.328 | 0 | 0 | 0 | 0 | 0 | 0 | 0 | 0 | 0 | [74 empty] | 0 | 0
|  |  |  | 2.0327 | 20.3268 | 0 | 0 | 0 | 0 | 0 | 0 | 0.173 | 0 | 20.327 | 20.327 | 0 | 0 | 0 | 0 | 0 | 0 | 0 | 0 | 0 | [74 empty] | 0 | 0
|  |  |  | 2.0326 | 20.3265 | 0 | 0 | 0 | 0 | 0 | 0 | 0.173 | 0 | 20.326 | 20.326 | 0 | 0 | 0 | 0 | 0 | 0 | 0 | 0 | 0 | [74 empty] | 0 | 0
|  |  |  | 2.0325 | 20.3253 | 0 | 0 | 0 | 0 | 0 | 0 | 0.173 | 0 | 20.325 | 20.325 | 0 | 0 | 0 | 0 | 0 | 0 | 0 | 0 | 0 | [74 empty] | 0 | 0
|  |  |  | 2.068 | 20.6799 | 0 | 0 | 0 | 0 | 0 | 0 | 0.173 | 0 | 20.68 | 20.68 | 0 | 0 | 0 | 0 | 0 | 0 | 0 | 0 | 0 | [74 empty] | 0 | 0
|  |  |  | 2.0624 | 20.6241 | 0 | 0 | 0 | 0 | 0 | 0 | 0.173 | 0 | 20.624 | 20.624 | 0 | 0 | 0 | 0 | 0 | 0 | 0 | 0 | 0 | [74 empty] | 0 | 0
|  |  |  | 3.4369 | 34.3693 | 0 | 0 | 0 | 0 | 0 | 0 | 0.173 | 0 | 34.369 | 34.369 | 0 | 0 | 0 | 0 | 0 | 0 | 0 | 0 | 0 | [74 empty] | 0 | 0
|  |  |  | 6.4614 | 64.6135 | 0 | 0 | 0 | 0 | 0 | 0 | 0.173 | 0 | 64.613 | 58.695 | 0 | 5.918 | 0 | 0 | 5.918 | 0 | 0 | 0 | 0 | [74 empty] | 0 | 0
|  |  |  | 8.1355 | 81.3549 | 0 | 0 | 0 | 0 | 0 | 0 | 0.173 | 0 | 81.355 | 52.04 | 0 | 29.315 | 0 | 0 | 29.315 | 0 | 0 | 0 | 0 | [74 empty] | 8 | 0
|  |  |  | 8.5823 | 85.8232 | 0 | 0 | 0 | 0 | 0 | 0 | 0.173 | 0 | 85.823 | 34.144 | 0 | 51.68 | 0 | 0 | 51.68 | 0 | 0 | 0 | 0 | [74 empty] | 7 | 0
|  |  |  | 9.0477 | 90.4772 | 0 | 0 | 0 | 0 | 0 | 0 | 0.173 | 0 | 90.477 | 24.053 | 0 | 66.424 | 0 | 0 | 66.424 | 0 | 0 | 0 | 0 | [74 empty] | 6 | 0
|  |  |  | 9.637 | 96.3699 | 0 | 0 | 0 | 0 | 0 | 0 | 0.173 | 0 | 96.37 | 23.038 | 0 | 73.332 | 0 | 0 | 73.332 | 0 | 0 | 0 | 0 | [74 empty] | 5 | 0
|  |  |  | 9.8482 | 98.4817 | 0 | 0 | 0 | 0 | 0 | 0 | 0.173 | 0 | 98.482 | 25.557 | 0 | 72.924 | 0 | 0 | 72.924 | 0 | 0 | 0 | 0 | [74 empty] | 4 | 0
|  |  |  | 9.5522 | 95.5222 | 0 | 0 | 0 | 0 | 0 | 0 | 0.173 | 0 | 95.522 | 31.599 | 0 | 63.923 | 0 | 0 | 63.923 | 0 | 0 | 0 | 0 | [74 empty] | 3 | 0
|  |  |  | 9.437 | 94.3702 | 0 | 0 | 0 | 0 | 0 | 0 | 0.173 | 0 | 94.37 | 44.814 | 0 | 49.557 | 0 | 0 | 49.557 | 0 | 0 | 0 | 0 | [74 empty] | 2 | 0
|  |  |  | 8.9251 | 89.2513 | 0 | 0 | 0 | 0 | 0 | 0 | 0.173 | 0 | 89.251 | 61.128 | 0 | 28.123 | 0 | 0 | 28.123 | 0 | 0 | 0 | 0 | [74 empty] | 1 | 0
|  |  |  | 8.3435 | 83.4346 | 0 | 0 | 0 | 0 | 0 | 0 | 0.173 | 0 | 83.435 | 77.88 | 0 | 5.555 | 0 | 0 | 5.555 | 0 | 0 | 0 | 0 | [74 empty] | 0 | 0
|  |  |  | 7.056 | 70.5598 | 0 | 0 | 0 | 0 | 0 | 0 | 0.173 | 0 | 70.56 | 70.56 | 0 | 0 | 0 | 0 | 0 | 0 | 0 | 0 | 0 | [74 empty] | 0 | 0
|  |  |  | 7.0223 | 70.223 | 0 | 0 | 0 | 0 | 0 | 0 | 0.173 | 0 | 70.223 | 70.223 | 0 | 0 | 0 | 0 | 0 | 0 | 0 | 0 | 0 | [74 empty] | 0 | 0
|  |  |  | 6.923 | 69.2302 | 0 | 0 | 0 | 0 | 0 | 0 | 0.173 | 0 | 69.23 | 69.23 | 0 | 0 | 0 | 0 | 0 | 0 | 0 | 0 | 0 | [74 empty] | 0 | 0
|  |  |  | 6.8515 | 68.5149 | 0 | 0 | 0 | 0 | 0 | 0 | 0.173 | 0 | 68.515 | 68.515 | 0 | 0 | 0 | 0 | 0 | 0 | 0 | 0 | 0 | [74 empty] | 0 | 0
|  |  |  | 2.0317 | 20.3171 | 0 | 0 | 0 | 0 | 0 | 0 | 0.173 | 0 | 20.317 | 20.317 | 0 | 0 | 0 | 0 | 0 | 0 | 0 | 0 | 0 | [74 empty] | 0 | 0
|  |  |  | 2.0318 | 20.3178 | 0 | 0 | 0 | 0 | 0 | 0 | 0.173 | 0 | 20.318 | 20.318 | 0 | 0 | 0 | 0 | 0 | 0 | 0 | 0 | 0 | [74 empty] | 0 | 0
|  |  |  | 2.0459 | 20.4591 | 0 | 0 | 0 | 0 | 0 | 0 | 0.173 | 0 | 20.459 | 20.459 | 0 | 0 | 0 | 0 | 0 | 0 | 0 | 0 | 0 | [74 empty] | 0 | 0
|  |  |  | 2.0318 | 20.3184 | 0 | 0 | 0 | 0 | 0 | 0 | 0.173 | 0 | 20.318 | 20.318 | 0 | 0 | 0 | 0 | 0 | 0 | 0 | 0 | 0 | [74 empty] | 0 | 0
|  |  |  | 2.0318 | 20.3182 | 0 | 0 | 0 | 0 | 0 | 0 | 0.173 | 0 | 20.318 | 20.318 | 0 | 0 | 0 | 0 | 0 | 0 | 0 | 0 | 0 | [74 empty] | 0 | 0
|  |  |  | 2.0318 | 20.3175 | 0 | 0 | 0 | 0 | 0 | 0 | 0.173 | 0 | 20.318 | 20.318 | 0 | 0 | 0 | 0 | 0 | 0 | 0 | 0 | 0 | [74 empty] | 0 | 0
|  |  |  | 2.0318 | 20.3183 | 0 | 0 | 0 | 0 | 0 | 0 | 0.173 | 0 | 20.318 | 20.318 | 0 | 0 | 0 | 0 | 0 | 0 | 0 | 0 | 0 | [74 empty] | 0 | 0
|  |  |  | 2.0391 | 20.3911 | 0 | 0 | 0 | 0 | 0 | 0 | 0.173 | 0 | 20.391 | 20.391 | 0 | 0 | 0 | 0 | 0 | 0 | 0 | 0 | 0 | [74 empty] | 0 | 0
|  |  |  | 2.0383 | 20.3832 | 0 | 0 | 0 | 0 | 0 | 0 | 0.173 | 0 | 20.383 | 20.383 | 0 | 0 | 0 | 0 | 0 | 0 | 0 | 0 | 0 | [74 empty] | 0 | 0
|  |  |  | 3.1041 | 31.0412 | 0 | 0 | 0 | 0 | 0 | 0 | 0.173 | 0 | 31.041 | 31.041 | 0 | 0 | 0 | 0 | 0 | 0 | 0 | 0 | 0 | [74 empty] | 0 | 0
|  |  |  | 6.2134 | 62.1338 | 0 | 0 | 0 | 0 | 0 | 0 | 0.173 | 0 | 62.134 | 57.001 | 0 | 5.133 | 0 | 0 | 5.133 | 0 | 0 | 0 | 0 | [74 empty] | 0 | 0
|  |  |  | 7.7503 | 77.5034 | 0 | 0 | 0 | 0 | 0 | 0 | 0.173 | 0 | 77.503 | 49.133 | 0 | 28.37 | 0 | 0 | 28.37 | 0 | 0 | 0 | 0 | [74 empty] | 8 | 0
|  |  |  | 8.0264 | 80.2642 | 0 | 0 | 0 | 0 | 0 | 0 | 0.173 | 0 | 80.264 | 29.224 | 0 | 51.04 | 0 | 0 | 51.04 | 0 | 0 | 0 | 0 | [74 empty] | 7 | 0
|  |  |  | 8.5181 | 85.1811 | 0 | 0 | 0 | 0 | 0 | 0 | 0.173 | 0 | 85.181 | 19.28 | 0 | 65.901 | 0 | 0 | 65.901 | 0 | 0 | 0 | 0 | [74 empty] | 6 | 0
|  |  |  | 8.9198 | 89.1981 | 0 | 0 | 0 | 0 | 0 | 0 | 0.173 | 0 | 89.198 | 16.07 | 0 | 73.128 | 0 | 0 | 73.128 | 0 | 0 | 0 | 0 | [74 empty] | 5 | 0
|  |  |  | 9.0419 | 90.4186 | 0 | 0 | 0 | 0 | 0 | 0 | 0.173 | 0 | 90.419 | 18.919 | 0 | 71.499 | 0 | 0 | 71.499 | 0 | 0 | 0 | 0 | [74 empty] | 4 | 0
|  |  |  | 8.781 | 87.8098 | 0 | 0 | 0 | 0 | 0 | 0 | 0.173 | 0 | 87.81 | 23.843 | 0 | 63.967 | 0 | 0 | 63.967 | 0 | 0 | 0 | 0 | [74 empty] | 3 | 0
|  |  |  | 8.7831 | 87.8313 | 0 | 0 | 0 | 0 | 0 | 0 | 0.173 | 0 | 87.831 | 38.711 | 0 | 49.12 | 0 | 0 | 49.12 | 0 | 0 | 0 | 0 | [74 empty] | 2 | 0
|  |  |  | 8.4229 | 84.2286 | 0 | 0 | 0 | 0 | 0 | 0 | 0.173 | 0 | 84.229 | 56.527 | 0 | 27.701 | 0 | 0 | 27.701 | 0 | 0 | 0 | 0 | [74 empty] | 1 | 0
|  |  |  | 8.0397 | 80.397 | 0 | 0 | 0 | 0 | 0 | 0 | 0.173 | 0 | 80.397 | 75.031 | 0 | 5.366 | 0 | 0 | 5.366 | 0 | 0 | 0 | 0 | [74 empty] | 0 | 0
|  |  |  | 6.8451 | 68.451 | 0 | 0 | 0 | 0 | 0 | 0 | 0.173 | 0 | 68.451 | 68.451 | 0 | 0 | 0 | 0 | 0 | 0 | 0 | 0 | 0 | [74 empty] | 0 | 0
|  |  |  | 6.8166 | 68.1661 | 0 | 0 | 0 | 0 | 0 | 0 | 0.173 | 0 | 68.166 | 68.166 | 0 | 0 | 0 | 0 | 0 | 0 | 0 | 0 | 0 | [74 empty] | 0 | 0
|  |  |  | 6.7566 | 67.566 | 0 | 0 | 0 | 0 | 0 | 0 | 0.173 | 0 | 67.566 | 67.566 | 0 | 0 | 0 | 0 | 0 | 0 | 0 | 0 | 0 | [74 empty] | 0 | 0
|  |  |  | 6.7608 | 67.6082 | 0 | 0 | 0 | 0 | 0 | 0 | 0.173 | 0 | 67.608 | 67.608 | 0 | 0 | 0 | 0 | 0 | 0 | 0 | 0 | 0 | [74 empty] | 0 | 0
|  |  |  | 2.0368 | 20.368 | 0 | 0 | 0 | 0 | 0 | 0 | 0.173 | 0 | 20.368 | 20.368 | 0 | 0 | 0 | 0 | 0 | 0 | 0 | 0 | 0 | [74 empty] | 0 | 0
|  |  |  | 2.0321 | 20.3207 | 0 | 0 | 0 | 0 | 0 | 0 | 0.173 | 0 | 20.321 | 20.321 | 0 | 0 | 0 | 0 | 0 | 0 | 0 | 0 | 0 | [74 empty] | 0 | 0
|  |  |  | 2.0465 | 20.4651 | 0 | 0 | 0 | 0 | 0 | 0 | 0.173 | 0 | 20.465 | 20.465 | 0 | 0 | 0 | 0 | 0 | 0 | 0 | 0 | 0 | [74 empty] | 0 | 0
|  |  |  | 2.0322 | 20.3222 | 0 | 0 | 0 | 0 | 0 | 0 | 0.173 | 0 | 20.322 | 20.322 | 0 | 0 | 0 | 0 | 0 | 0 | 0 | 0 | 0 | [74 empty] | 0 | 0
|  |  |  | 2.0318 | 20.3178 | 0 | 0 | 0 | 0 | 0 | 0 | 0.173 | 0 | 20.318 | 20.318 | 0 | 0 | 0 | 0 | 0 | 0 | 0 | 0 | 0 | [74 empty] | 0 | 0
|  |  |  | 2.0313 | 20.3127 | 0 | 0 | 0 | 0 | 0 | 0 | 0.173 | 0 | 20.313 | 20.313 | 0 | 0 | 0 | 0 | 0 | 0 | 0 | 0 | 0 | [74 empty] | 0 | 0
|  |  |  | 2.0311 | 20.3109 | 0 | 0 | 0 | 0 | 0 | 0 | 0.173 | 0 | 20.311 | 20.311 | 0 | 0 | 0 | 0 | 0 | 0 | 0 | 0 | 0 | [74 empty] | 0 | 0
|  |  |  | 2.0377 | 20.3773 | 0 | 0 | 0 | 0 | 0 | 0 | 0.173 | 0 | 20.377 | 20.377 | 0 | 0 | 0 | 0 | 0 | 0 | 0 | 0 | 0 | [74 empty] | 0 | 0
|  |  |  | 2.0368 | 20.3681 | 0 | 0 | 0 | 0 | 0 | 0 | 0.173 | 0 | 20.368 | 20.368 | 0 | 0 | 0 | 0 | 0 | 0 | 0 | 0 | 0 | [74 empty] | 0 | 0
|  |  |  | 3.106 | 31.0598 | 0 | 0 | 0 | 0 | 0 | 0 | 0.173 | 0 | 31.06 | 31.06 | 0 | 0 | 0 | 0 | 0 | 0 | 0 | 0 | 0 | [74 empty] | 0 | 0
|  |  |  | 6.2132 | 62.132 | 0 | 0 | 0 | 0 | 0 | 0 | 0.173 | 0 | 62.132 | 57.159 | 0 | 4.973 | 0 | 0 | 4.973 | 0 | 0 | 0 | 0 | [74 empty] | 0 | 0
|  |  |  | 7.7464 | 77.4642 | 0 | 0 | 0 | 0 | 0 | 0 | 0.173 | 0 | 77.464 | 49.08 | 0 | 28.385 | 0 | 0 | 28.385 | 0 | 0 | 0 | 0 | [74 empty] | 8 | 0
|  |  |  | 8.1192 | 81.1924 | 0 | 0 | 0 | 0 | 0 | 0 | 0.173 | 0 | 81.192 | 29.527 | 0 | 51.665 | 0 | 0 | 51.665 | 0 | 0 | 0 | 0 | [74 empty] | 7 | 0
|  |  |  | 9.0575 | 90.5747 | 0 | 0 | 0 | 0 | 0 | 0 | 0.173 | 0 | 90.575 | 24.281 | 0 | 66.294 | 0 | 0 | 66.294 | 0 | 0 | 0 | 0 | [74 empty] | 6 | 0
|  |  |  | 9.4694 | 94.694 | 0 | 0 | 0 | 0 | 0 | 0 | 0.173 | 0 | 94.694 | 20.694 | 0 | 74 | 0 | 0 | 74 | 0 | 0 | 0 | 0 | [74 empty] | 5 | 0
|  |  |  | 9.3404 | 93.4043 | 0 | 0 | 0 | 0 | 0 | 0 | 0.173 | 0 | 93.404 | 21.222 | 0 | 72.183 | 0 | 0 | 72.183 | 0 | 0 | 0 | 0 | [74 empty] | 4 | 0
|  |  |  | 9.2476 | 92.4756 | 0 | 0 | 0 | 0 | 0 | 0 | 0.173 | 0 | 92.476 | 28.203 | 0 | 64.272 | 0 | 0 | 64.272 | 0 | 0 | 0 | 0 | [74 empty] | 3 | 0
|  |  |  | 9.1383 | 91.383 | 0 | 0 | 0 | 0 | 0 | 0 | 0.173 | 0 | 91.383 | 42.132 | 0 | 49.251 | 0 | 0 | 49.251 | 0 | 0 | 0 | 0 | [74 empty] | 2 | 0
|  |  |  | 8.7396 | 87.3961 | 0 | 0 | 0 | 0 | 0 | 0 | 0.173 | 0 | 87.396 | 59.666 | 0 | 27.73 | 0 | 0 | 27.73 | 0 | 0 | 0 | 0 | [74 empty] | 1 | 0
|  |  |  | 8.3889 | 83.8889 | 0 | 0 | 0 | 0 | 0 | 0 | 0.173 | 0 | 83.889 | 78.654 | 0 | 5.235 | 0 | 0 | 5.235 | 0 | 0 | 0 | 0 | [74 empty] | 0 | 0
|  |  |  | 7.1069 | 71.069 | 0 | 0 | 0 | 0 | 0 | 0 | 0.173 | 0 | 71.069 | 71.069 | 0 | 0 | 0 | 0 | 0 | 0 | 0 | 0 | 0 | [74 empty] | 0 | 0
|  |  |  | 6.9507 | 69.5071 | 0 | 0 | 0 | 0 | 0 | 0 | 0.173 | 0 | 69.507 | 69.507 | 0 | 0 | 0 | 0 | 0 | 0 | 0 | 0 | 0 | [74 empty] | 0 | 0
|  |  |  | 6.8592 | 68.5918 | 0 | 0 | 0 | 0 | 0 | 0 | 0.173 | 0 | 68.592 | 68.592 | 0 | 0 | 0 | 0 | 0 | 0 | 0 | 0 | 0 | [74 empty] | 0 | 0
|  |  |  | 6.7801 | 67.8008 | 0 | 0 | 0 | 0 | 0 | 0 | 0.173 | 0 | 67.801 | 67.801 | 0 | 0 | 0 | 0 | 0 | 0 | 0 | 0 | 0 | [74 empty] | 0 | 0
|  |  |  | 2.0363 | 20.3634 | 0 | 0 | 0 | 0 | 0 | 0 | 0.173 | 0 | 20.363 | 20.363 | 0 | 0 | 0 | 0 | 0 | 0 | 0 | 0 | 0 | [74 empty] | 0 | 0
|  |  |  | 2.0316 | 20.3157 | 0 | 0 | 0 | 0 | 0 | 0 | 0.173 | 0 | 20.316 | 20.316 | 0 | 0 | 0 | 0 | 0 | 0 | 0 | 0 | 0 | [74 empty] | 0 | 0
|  |  |  | 2.0459 | 20.4591 | 0 | 0 | 0 | 0 | 0 | 0 | 0.173 | 0 | 20.459 | 20.459 | 0 | 0 | 0 | 0 | 0 | 0 | 0 | 0 | 0 | [74 empty] | 0 | 0
|  |  |  | 2.0314 | 20.3142 | 0 | 0 | 0 | 0 | 0 | 0 | 0.173 | 0 | 20.314 | 20.314 | 0 | 0 | 0 | 0 | 0 | 0 | 0 | 0 | 0 | [74 empty] | 0 | 0
|  |  |  | 2.0313 | 20.313 | 0 | 0 | 0 | 0 | 0 | 0 | 0.173 | 0 | 20.313 | 20.313 | 0 | 0 | 0 | 0 | 0 | 0 | 0 | 0 | 0 | [74 empty] | 0 | 0
|  |  |  | 2.0312 | 20.3118 | 0 | 0 | 0 | 0 | 0 | 0 | 0.173 | 0 | 20.312 | 20.312 | 0 | 0 | 0 | 0 | 0 | 0 | 0 | 0 | 0 | [74 empty] | 0 | 0
|  |  |  | 2.0311 | 20.3115 | 0 | 0 | 0 | 0 | 0 | 0 | 0.173 | 0 | 20.312 | 20.312 | 0 | 0 | 0 | 0 | 0 | 0 | 0 | 0 | 0 | [74 empty] | 0 | 0
|  |  |  | 2.0646 | 20.6455 | 0 | 0 | 0 | 0 | 0 | 0 | 0.173 | 0 | 20.645 | 20.645 | 0 | 0 | 0 | 0 | 0 | 0 | 0 | 0 | 0 | [74 empty] | 0 | 0
|  |  |  | 2.059 | 20.5903 | 0 | 0 | 0 | 0 | 0 | 0 | 0.173 | 0 | 20.59 | 20.59 | 0 | 0 | 0 | 0 | 0 | 0 | 0 | 0 | 0 | [74 empty] | 0 | 0
|  |  |  | 3.1727 | 31.7273 | 0 | 0 | 0 | 0 | 0 | 0 | 0.173 | 0 | 31.727 | 31.727 | 0 | 0 | 0 | 0 | 0 | 0 | 0 | 0 | 0 | [74 empty] | 0 | 0
|  |  |  | 6.2141 | 62.1411 | 0 | 0 | 0 | 0 | 0 | 0 | 0.173 | 0 | 62.141 | 62.141 | 0 | 0 | 0 | 0 | 0 | 0 | 0 | 0 | 0 | [74 empty] | 0 | 0
|  |  |  | 7.6768 | 76.7685 | 0 | 0 | 0 | 0 | 0 | 0 | 0.173 | 0 | 76.768 | 71.345 | 0 | 5.424 | 0 | 0 | 5.424 | 0 | 0 | 0 | 0 | [74 empty] | 0 | 0
|  |  |  | 7.9802 | 79.8023 | 0 | 0 | 0 | 0 | 0 | 0 | 0.173 | 0 | 79.802 | 78.799 | 0 | 1.003 | 0 | 0 | 1.003 | 0 | 0 | 0 | 0 | [74 empty] | 0 | 0
|  |  |  | 8.3041 | 83.0409 | 0 | 0 | 0 | 0 | 0 | 0 | 0.173 | 0 | 83.041 | 72.266 | 0 | 10.775 | 0 | 0 | 10.775 | 0 | 0 | 0 | 0 | [74 empty] | 5 | 0
|  |  |  | 8.4846 | 84.8463 | 0 | 0 | 0 | 0 | 0 | 0 | 0.173 | 0 | 84.846 | 34.446 | 0 | 50.4 | 0 | 0 | 50.4 | 0 | 0 | 0 | 0 | [74 empty] | 4 | 0
|  |  |  | 8.5523 | 85.5231 | 0 | 0 | 0 | 0 | 0 | 0 | 0.173 | 0 | 85.523 | 45.535 | 0 | 39.988 | 0 | 0 | 39.988 | 0 | 0 | 0 | 0 | [74 empty] | 3 | 0
|  |  |  | 8.4277 | 84.277 | 0 | 0 | 0 | 0 | 0 | 0 | 0.173 | 0 | 84.277 | 58.772 | 0 | 25.505 | 0 | 0 | 25.505 | 0 | 0 | 0 | 0 | [74 empty] | 2 | 0
|  |  |  | 8.3811 | 83.8111 | 0 | 0 | 0 | 0 | 0 | 0 | 0.173 | 0 | 83.811 | 74.039 | 0 | 9.772 | 0 | 0 | 9.772 | 0 | 0 | 0 | 0 | [74 empty] | 1 | 0
|  |  |  | 8.1361 | 81.3607 | 0 | 0 | 0 | 0 | 0 | 0 | 0.173 | 0 | 81.361 | 77.071 | 0 | 4.29 | 0 | 0 | 4.29 | 0 | 0 | 0 | 0 | [74 empty] | 0 | 0
|  |  |  | 7.8684 | 78.6836 | 0 | 0 | 0 | 0 | 0 | 0 | 0.173 | 0 | 78.684 | 78.684 | 0 | 0 | 0 | 0 | 0 | 0 | 0 | 0 | 0 | [74 empty] | 0 | 0
|  |  |  | 6.8068 | 68.0681 | 0 | 0 | 0 | 0 | 0 | 0 | 0.173 | 0 | 68.068 | 68.068 | 0 | 0 | 0 | 0 | 0 | 0 | 0 | 0 | 0 | [74 empty] | 0 | 0
|  |  |  | 6.8243 | 68.2434 | 0 | 0 | 0 | 0 | 0 | 0 | 0.173 | 0 | 68.243 | 68.243 | 0 | 0 | 0 | 0 | 0 | 0 | 0 | 0 | 0 | [74 empty] | 0 | 0
|  |  |  | 6.6406 | 66.4059 | 0 | 0 | 0 | 0 | 0 | 0 | 0.173 | 0 | 66.406 | 66.406 | 0 | 0 | 0 | 0 | 0 | 0 | 0 | 0 | 0 | [74 empty] | 0 | 0
|  |  |  | 6.5476 | 65.4757 | 0 | 0 | 0 | 0 | 0 | 0 | 0.173 | 0 | 65.476 | 65.476 | 0 | 0 | 0 | 0 | 0 | 0 | 0 | 0 | 0 | [74 empty] | 0 | 0
|  |  |  | 2.0289 | 20.2886 | 0 | 0 | 0 | 0 | 0 | 0 | 0.173 | 0 | 20.289 | 20.289 | 0 | 0 | 0 | 0 | 0 | 0 | 0 | 0 | 0 | [74 empty] | 0 | 0
|  |  |  | 2.0301 | 20.3011 | 0 | 0 | 0 | 0 | 0 | 0 | 0.173 | 0 | 20.301 | 20.301 | 0 | 0 | 0 | 0 | 0 | 0 | 0 | 0 | 0 | [74 empty] | 0 | 0
|  |  |  | 2.0451 | 20.451 | 0 | 0 | 0 | 0 | 0 | 0 | 0.173 | 0 | 20.451 | 20.451 | 0 | 0 | 0 | 0 | 0 | 0 | 0 | 0 | 0 | [74 empty] | 0 | 0
|  |  |  | 2.0306 | 20.3057 | 0 | 0 | 0 | 0 | 0 | 0 | 0.173 | 0 | 20.306 | 20.306 | 0 | 0 | 0 | 0 | 0 | 0 | 0 | 0 | 0 | [74 empty] | 0 | 0
|  |  |  | 2.0303 | 20.3031 | 0 | 0 | 0 | 0 | 0 | 0 | 0.173 | 0 | 20.303 | 20.303 | 0 | 0 | 0 | 0 | 0 | 0 | 0 | 0 | 0 | [74 empty] | 0 | 0
|  |  |  | 2.0302 | 20.3019 | 0 | 0 | 0 | 0 | 0 | 0 | 0.173 | 0 | 20.302 | 20.302 | 0 | 0 | 0 | 0 | 0 | 0 | 0 | 0 | 0 | [74 empty] | 0 | 0
|  |  |  | 2.0298 | 20.2984 | 0 | 0 | 0 | 0 | 0 | 0 | 0.173 | 0 | 20.298 | 20.298 | 0 | 0 | 0 | 0 | 0 | 0 | 0 | 0 | 0 | [74 empty] | 0 | 0
|  |  |  | 2.036 | 20.3597 | 0 | 0 | 0 | 0 | 0 | 0 | 0.173 | 0 | 20.36 | 20.36 | 0 | 0 | 0 | 0 | 0 | 0 | 0 | 0 | 0 | [74 empty] | 0 | 0
|  |  |  | 2.0353 | 20.3526 | 0 | 0 | 0 | 0 | 0 | 0 | 0.173 | 0 | 20.353 | 20.353 | 0 | 0 | 0 | 0 | 0 | 0 | 0 | 0 | 0 | [74 empty] | 0 | 0
|  |  |  | 1.979 | 19.7904 | 0 | 0 | 0 | 0 | 0 | 0 | 0.173 | 0 | 19.79 | 19.79 | 0 | 0 | 0 | 0 | 0 | 0 | 0 | 0 | 0 | [74 empty] | 0 | 0
|  |  |  | 1.6948 | 16.9482 | 0 | 0 | 0 | 0 | 0 | 0 | 0.173 | 0 | 16.948 | 14.782 | 0 | 2.167 | 0 | 0 | 2.167 | 0 | 0 | 0 | 0 | [74 empty] | 9 | 0
|  |  |  | 1.6963 | 16.9625 | 0 | 0 | 0 | 0 | 0 | 0 | 0.173 | 0 | 16.962 | 0 | 0 | 23.135 | 0 | 6.173 | 16.962 | 0 | 0 | 0 | 0 | [74 empty] | 8 | 0
|  |  |  | 1.6983 | 16.983 | 0 | 0 | 0 | 0 | 0 | 0 | 0.173 | 0 | 16.983 | 0 | 0 | 45.805 | 0 | 28.822 | 16.983 | 0 | 0 | 0 | 0 | [74 empty] | 7 | 0
|  |  |  | 1.7357 | 17.3575 | 0 | 0 | 0 | 0 | 0 | 0 | 0.173 | 0 | 17.358 | 0 | 0 | 30.508 | 0 | 13.15 | 17.358 | 0 | 0 | 0 | 0 | [74 empty] | 6 | 0
|  |  |  | 2.0004 | 20.0041 | 0 | 0 | 0 | 0 | 0 | 0 | 0.173 | 0 | 20.004 | 0 | 0 | 52.697 | 0 | 32.693 | 20.004 | 0 | 0 | 0 | 0 | [74 empty] | 5 | 0
|  |  |  | 2.022 | 20.2199 | 0 | 0 | 0 | 0 | 0 | 0 | 0.173 | 0 | 20.22 | 0 | 0 | 56.042 | 0 | 35.822 | 20.22 | 0 | 0 | 0 | 0 | [74 empty] | 4 | 0
|  |  |  | 2.0797 | 20.7967 | 0 | 0 | 0 | 0 | 0 | 0 | 0.173 | 0 | 20.797 | 0 | 0 | 62.687 | 0 | 41.891 | 20.796 | 0 | 0 | 0 | 0 | [74 empty] | 3 | 0
|  |  |  | 2.1003 | 21.0027 | 0 | 0 | 0 | 0 | 0 | 0 | 0.173 | 0 | 21.003 | 14.983 | 0 | 6.02 | 0 | 0 | 6.02 | 0 | 0 | 0 | 0 | [74 empty] | 2 | 0
|  |  |  | 2.0094 | 20.0943 | 0 | 0 | 0 | 0 | 0 | 0 | 0.173 | 0 | 20.094 | 11.733 | 0 | 8.361 | 0 | 0 | 8.361 | 0 | 0 | 0 | 0 | [74 empty] | 1 | 0
|  |  |  | 1.8659 | 18.6595 | 0 | 0 | 0 | 0 | 0 | 0 | 0.173 | 0 | 18.659 | 18.441 | 0 | 0.218 | 0 | 0 | 0.218 | 0 | 0 | 0 | 0 | [74 empty] | 0 | 0
|  |  |  | 2.0352 | 20.3517 | 0 | 0 | 0 | 0 | 0 | 0 | 0.173 | 0 | 20.352 | 20.352 | 0 | 0 | 0 | 0 | 0 | 0 | 0 | 0 | 0 | [74 empty] | 0 | 0
|  |  |  | 2.0346 | 20.3459 | 0 | 0 | 0 | 0 | 0 | 0 | 0.173 | 0 | 20.346 | 20.346 | 0 | 0 | 0 | 0 | 0 | 0 | 0 | 0 | 0 | [74 empty] | 0 | 0
|  |  |  | 2.0421 | 20.4214 | 0 | 0 | 0 | 0 | 0 | 0 | 0.173 | 0 | 20.421 | 20.421 | 0 | 0 | 0 | 0 | 0 | 0 | 0 | 0 | 0 | [74 empty] | 0 | 0
|  |  |  | 2.0404 | 20.4035 | 0 | 0 | 0 | 0 | 0 | 0 | 0.173 | 0 | 20.404 | 20.404 | 0 | 0 | 0 | 0 | 0 | 0 | 0 | 0 | 0 | [74 empty] | 0 | 0
|  |  |  | 2.0356 | 20.3556 | 0 | 0 | 0 | 0 | 0 | 0 | 0.173 | 0 | 20.356 | 20.356 | 0 | 0 | 0 | 0 | 0 | 0 | 0 | 0 | 0 | [74 empty] | 0 | 0
|  |  |  | 2.0297 | 20.2966 | 0 | 0 | 0 | 0 | 0 | 0 | 0.173 | 0 | 20.297 | 20.297 | 0 | 0 | 0 | 0 | 0 | 0 | 0 | 0 | 0 | [74 empty] | 0 | 0
|  |  |  | 2.043 | 20.4298 | 0 | 0 | 0 | 0 | 0 | 0 | 0.173 | 0 | 20.43 | 20.43 | 0 | 0 | 0 | 0 | 0 | 0 | 0 | 0 | 0 | [74 empty] | 0 | 0
|  |  |  | 2.029 | 20.2896 | 0 | 0 | 0 | 0 | 0 | 0 | 0.173 | 0 | 20.29 | 20.29 | 0 | 0 | 0 | 0 | 0 | 0 | 0 | 0 | 0 | [74 empty] | 0 | 0
|  |  |  | 2.0285 | 20.2852 | 0 | 0 | 0 | 0 | 0 | 0 | 0.173 | 0 | 20.285 | 20.285 | 0 | 0 | 0 | 0 | 0 | 0 | 0 | 0 | 0 | [74 empty] | 0 | 0
|  |  |  | 2.0443 | 20.4431 | 0 | 0 | 0 | 0 | 0 | 0 | 0.173 | 0 | 20.443 | 20.443 | 0 | 0 | 0 | 0 | 0 | 0 | 0 | 0 | 0 | [74 empty] | 0 | 0
|  |  |  | 2.1245 | 21.245 | 0 | 0 | 0 | 0 | 0 | 0 | 0.173 | 0 | 21.245 | 21.245 | 0 | 0 | 0 | 0 | 0 | 0 | 0 | 0 | 0 | [74 empty] | 0 | 0
|  |  |  | 2.1137 | 21.1369 | 0 | 0 | 0 | 0 | 0 | 0 | 0.173 | 0 | 21.137 | 21.137 | 0 | 0 | 0 | 0 | 0 | 0 | 0 | 0 | 0 | [74 empty] | 0 | 0
|  |  |  | 2.1332 | 21.3319 | 0 | 0 | 0 | 0 | 0 | 0 | 0.173 | 0 | 21.332 | 21.332 | 0 | 0 | 0 | 0 | 0 | 0 | 0 | 0 | 0 | [74 empty] | 0 | 0
|  |  |  | 2.0572 | 20.5723 | 0 | 0 | 0 | 0 | 0 | 0 | 0.173 | 0 | 20.572 | 20.572 | 0 | 0 | 0 | 0 | 0 | 0 | 0 | 0 | 0 | [74 empty] | 0 | 0
|  |  |  | 1.7891 | 17.8905 | 0 | 0 | 0 | 0 | 0 | 0 | 0.173 | 0 | 17.89 | 17.89 | 0 | 0 | 0 | 0 | 0 | 0 | 0 | 0 | 0 | [74 empty] | 0 | 0
|  |  |  | 1.6943 | 16.9433 | 0 | 0 | 0 | 0 | 0 | 0 | 0.173 | 0 | 16.943 | 16.943 | 0 | 0 | 0 | 0 | 0 | 0 | 0 | 0 | 0 | [74 empty] | 0 | 0
|  |  |  | 1.696 | 16.9603 | 0 | 0 | 0 | 0 | 0 | 0 | 0.173 | 0 | 16.96 | 0 | 0 | 41.893 | 0 | 24.933 | 16.96 | 0 | 0 | 0 | 0 | [74 empty] | 7 | 0
|  |  |  | 1.6969 | 16.9688 | 0 | 0 | 0 | 0 | 0 | 0 | 0.173 | 0 | 16.969 | 0 | 0 | 57.932 | 0 | 40.964 | 16.968 | 0 | 0 | 0 | 0 | [74 empty] | 6 | 0
|  |  |  | 1.7096 | 17.0965 | 0 | 0 | 0 | 0 | 0 | 0 | 0.173 | 0 | 17.097 | 0 | 0 | 22.277 | 0 | 5.181 | 17.096 | 0 | 0 | 0 | 0 | [74 empty] | 5 | 0
|  |  |  | 1.696 | 16.9598 | 0 | 0 | 0 | 0 | 0 | 0 | 0.173 | 0 | 16.96 | 0 | 0 | 55.053 | 0 | 38.093 | 16.96 | 0 | 0 | 0 | 0 | [74 empty] | 4 | 0
|  |  |  | 1.6966 | 16.9659 | 0 | 0 | 0 | 0 | 0 | 0 | 0.173 | 0 | 16.966 | 0 | 0 | 48.466 | 0 | 31.5 | 16.966 | 0 | 0 | 0 | 0 | [74 empty] | 3 | 0
|  |  |  | 1.6965 | 16.9653 | 0 | 0 | 0 | 0 | 0 | 0 | 0.173 | 0 | 16.965 | 0 | 0 | 35.35 | 0 | 18.385 | 16.965 | 0 | 0 | 0 | 0 | [74 empty] | 2 | 0
|  |  |  | 1.6962 | 16.9623 | 0 | 0 | 0 | 0 | 0 | 0 | 0.173 | 0 | 16.962 | 0.283 | 0 | 16.679 | 0 | 0 | 16.679 | 0 | 0 | 0 | 0 | [74 empty] | 1 | 0
|  |  |  | 1.8058 | 18.0577 | 0 | 0 | 0 | 0 | 0 | 0 | 0.173 | 0 | 18.058 | 16.793 | 0 | 1.265 | 0 | 0 | 1.265 | 0 | 0 | 0 | 0 | [74 empty] | 0 | 0
|  |  |  | 2.0313 | 20.3132 | 0 | 0 | 0 | 0 | 0 | 0 | 0.173 | 0 | 20.313 | 20.313 | 0 | 0 | 0 | 0 | 0 | 0 | 0 | 0 | 0 | [74 empty] | 0 | 0
|  |  |  | 2.0311 | 20.311 | 0 | 0 | 0 | 0 | 0 | 0 | 0.173 | 0 | 20.311 | 20.311 | 0 | 0 | 0 | 0 | 0 | 0 | 0 | 0 | 0 | [74 empty] | 0 | 0
|  |  |  | 2.0376 | 20.3763 | 0 | 0 | 0 | 0 | 0 | 0 | 0.173 | 0 | 20.376 | 20.376 | 0 | 0 | 0 | 0 | 0 | 0 | 0 | 0 | 0 | [74 empty] | 0 | 0
|  |  |  | 2.0502 | 20.5019 | 0 | 0 | 0 | 0 | 0 | 0 | 0.173 | 0 | 20.502 | 20.502 | 0 | 0 | 0 | 0 | 0 | 0 | 0 | 0 | 0 | [74 empty] | 0 | 0
|  |  |  | 2.1322 | 21.3222 | 0 | 0 | 0 | 0 | 0 | 0 | 0.173 | 0 | 21.322 | 21.322 | 0 | 0 | 0 | 0 | 0 | 0 | 0 | 0 | 0 | [74 empty] | 0 | 0
|  |  |  | 2.1071 | 21.0708 | 0 | 0 | 0 | 0 | 0 | 0 | 0.173 | 0 | 21.071 | 21.071 | 0 | 0 | 0 | 0 | 0 | 0 | 0 | 0 | 0 | [74 empty] | 0 | 0
|  |  |  | 2.1409 | 21.4094 | 0 | 0 | 0 | 0 | 0 | 0 | 0.173 | 0 | 21.409 | 21.409 | 0 | 0 | 0 | 0 | 0 | 0 | 0 | 0 | 0 | [74 empty] | 0 | 0
|  |  |  | 2.107 | 21.0703 | 0 | 0 | 0 | 0 | 0 | 0 | 0.173 | 0 | 21.07 | 21.07 | 0 | 0 | 0 | 0 | 0 | 0 | 0 | 0 | 0 | [74 empty] | 0 | 0
|  |  |  | 2.1268 | 21.2683 | 0 | 0 | 0 | 0 | 0 | 0 | 0.173 | 0 | 21.268 | 21.268 | 0 | 0 | 0 | 0 | 0 | 0 | 0 | 0 | 0 | [74 empty] | 0 | 0
|  |  |  | 2.1071 | 21.0708 | 0 | 0 | 0 | 0 | 0 | 0 | 0.173 | 0 | 21.071 | 21.071 | 0 | 0 | 0 | 0 | 0 | 0 | 0 | 0 | 0 | [74 empty] | 0 | 0
|  |  |  | 2.192 | 21.9196 | 0 | 0 | 0 | 0 | 0 | 0 | 0.173 | 0 | 21.92 | 21.92 | 0 | 0 | 0 | 0 | 0 | 0 | 0 | 0 | 0 | [74 empty] | 0 | 0
|  |  |  | 2.2706 | 22.7064 | 0 | 0 | 0 | 0 | 0 | 0 | 0.173 | 0 | 22.706 | 22.706 | 0 | 0 | 0 | 0 | 0 | 0 | 0 | 0 | 0 | [74 empty] | 0 | 0
|  |  |  | 2.342 | 23.42 | 0 | 0 | 0 | 0 | 0 | 0 | 0.173 | 0 | 23.42 | 23.42 | 0 | 0 | 0 | 0 | 0 | 0 | 0 | 0 | 0 | [74 empty] | 0 | 0
|  |  |  | 3.1898 | 31.8978 | 0 | 0 | 0 | 0 | 0 | 0 | 0.173 | 0 | 31.898 | 31.898 | 0 | 0 | 0 | 0 | 0 | 0 | 0 | 0 | 0 | [74 empty] | 0 | 0
|  |  |  | 6.2236 | 62.2358 | 0 | 0 | 0 | 0 | 0 | 0 | 0.173 | 0 | 62.236 | 62.236 | 0 | 0 | 0 | 0 | 0 | 0 | 0 | 0 | 0 | [74 empty] | 0 | 0
|  |  |  | 7.6464 | 76.464 | 0 | 0 | 0 | 0 | 0 | 0 | 0.173 | 0 | 76.464 | 72.305 | 0 | 4.159 | 0 | 0 | 4.159 | 0 | 0 | 0 | 0 | [74 empty] | 0 | 0
|  |  |  | 7.6459 | 76.4593 | 0 | 0 | 0 | 0 | 0 | 0 | 0.173 | 0 | 76.459 | 63.881 | 0 | 12.578 | 0 | 0 | 12.578 | 0 | 0 | 0 | 0 | [74 empty] | 3 | 0
|  |  |  | 7.7967 | 77.9674 | 0 | 0 | 0 | 0 | 0 | 0 | 0.173 | 0 | 77.967 | 44.13 | 0 | 33.837 | 0 | 0 | 33.837 | 0 | 0 | 0 | 0 | [74 empty] | 2 | 0
|  |  |  | 7.9804 | 79.804 | 0 | 0 | 0 | 0 | 0 | 0 | 0.173 | 0 | 79.804 | 67.371 | 0 | 12.433 | 0 | 0 | 12.433 | 0 | 0 | 0 | 0 | [74 empty] | 1 | 0
|  |  |  | 8.0776 | 80.776 | 0 | 0 | 0 | 0 | 0 | 0 | 0.173 | 0 | 80.776 | 73.796 | 0 | 6.98 | 0 | 0 | 6.98 | 0 | 0 | 0 | 0 | [74 empty] | 0 | 0
|  |  |  | 8.0901 | 80.9006 | 0 | 0 | 0 | 0 | 0 | 0 | 0.173 | 0 | 80.901 | 61.779 | 0 | 19.122 | 0 | 0 | 19.122 | 0 | 0 | 0 | 0 | [74 empty] | 3 | 0
|  |  |  | 8.1322 | 81.322 | 0 | 0 | 0 | 0 | 0 | 0 | 0.173 | 0 | 81.322 | 62.753 | 0 | 18.569 | 0 | 0 | 18.569 | 0 | 0 | 0 | 0 | [74 empty] | 2 | 0
|  |  |  | 7.8632 | 78.6319 | 0 | 0 | 0 | 0 | 0 | 0 | 0.173 | 0 | 78.632 | 64.687 | 0 | 13.945 | 0 | 0 | 13.945 | 0 | 0 | 0 | 0 | [74 empty] | 1 | 0
|  |  |  | 7.6879 | 76.8785 | 0 | 0 | 0 | 0 | 0 | 0 | 0.173 | 0 | 76.878 | 75.875 | 0 | 1.003 | 0 | 0 | 1.003 | 0 | 0 | 0 | 0 | [74 empty] | 0 | 0
|  |  |  | 6.5584 | 65.5838 | 0 | 0 | 0 | 0 | 0 | 0 | 0.173 | 0 | 65.584 | 65.584 | 0 | 0 | 0 | 0 | 0 | 0 | 0 | 0 | 0 | [74 empty] | 0 | 0
|  |  |  | 6.5474 | 65.4744 | 0 | 0 | 0 | 0 | 0 | 0 | 0.173 | 0 | 65.474 | 65.474 | 0 | 0 | 0 | 0 | 0 | 0 | 0 | 0 | 0 | [74 empty] | 0 | 0
|  |  |  | 6.5542 | 65.5421 | 0 | 0 | 0 | 0 | 0 | 0 | 0.173 | 0 | 65.542 | 65.542 | 0 | 0 | 0 | 0 | 0 | 0 | 0 | 0 | 0 | [74 empty] | 0 | 0
|  |  |  | 6.5544 | 65.5441 | 0 | 0 | 0 | 0 | 0 | 0 | 0.173 | 0 | 65.544 | 65.544 | 0 | 0 | 0 | 0 | 0 | 0 | 0 | 0 | 0 | [74 empty] | 0 | 0
|  |  |  | 2.0315 | 20.3151 | 0 | 0 | 0 | 0 | 0 | 0 | 0.173 | 0 | 20.315 | 20.315 | 0 | 0 | 0 | 0 | 0 | 0 | 0 | 0 | 0 | [74 empty] | 0 | 0
|  |  |  | 2.0279 | 20.2793 | 0 | 0 | 0 | 0 | 0 | 0 | 0.173 | 0 | 20.279 | 20.279 | 0 | 0 | 0 | 0 | 0 | 0 | 0 | 0 | 0 | [74 empty] | 0 | 0
|  |  |  | 2.0434 | 20.4336 | 0 | 0 | 0 | 0 | 0 | 0 | 0.173 | 0 | 20.434 | 20.434 | 0 | 0 | 0 | 0 | 0 | 0 | 0 | 0 | 0 | [74 empty] | 0 | 0
|  |  |  | 2.0282 | 20.282 | 0 | 0 | 0 | 0 | 0 | 0 | 0.173 | 0 | 20.282 | 20.282 | 0 | 0 | 0 | 0 | 0 | 0 | 0 | 0 | 0 | [74 empty] | 0 | 0
|  |  |  | 2.0619 | 20.6186 | 0 | 0 | 0 | 0 | 0 | 0 | 0.173 | 0 | 20.619 | 20.619 | 0 | 0 | 0 | 0 | 0 | 0 | 0 | 0 | 0 | [74 empty] | 0 | 0
|  |  |  | 2.1195 | 21.195 | 0 | 0 | 0 | 0 | 0 | 0 | 0.173 | 0 | 21.195 | 21.195 | 0 | 0 | 0 | 0 | 0 | 0 | 0 | 0 | 0 | [74 empty] | 0 | 0
|  |  |  | 2.1134 | 21.1345 | 0 | 0 | 0 | 0 | 0 | 0 | 0.173 | 0 | 21.135 | 21.135 | 0 | 0 | 0 | 0 | 0 | 0 | 0 | 0 | 0 | [74 empty] | 0 | 0
|  |  |  | 2.1864 | 21.8637 | 0 | 0 | 0 | 0 | 0 | 0 | 0.173 | 0 | 21.864 | 21.864 | 0 | 0 | 0 | 0 | 0 | 0 | 0 | 0 | 0 | [74 empty] | 0 | 0
|  |  |  | 2.3136 | 23.1361 | 0 | 0 | 0 | 0 | 0 | 0 | 0.173 | 0 | 23.136 | 23.136 | 0 | 0 | 0 | 0 | 0 | 0 | 0 | 0 | 0 | [74 empty] | 0 | 0
|  |  |  | 3.1961 | 31.9612 | 0 | 0 | 0 | 0 | 0 | 0 | 0.173 | 0 | 31.961 | 31.961 | 0 | 0 | 0 | 0 | 0 | 0 | 0 | 0 | 0 | [74 empty] | 0 | 0
|  |  |  | 6.227 | 62.2699 | 0 | 0 | 0 | 0 | 0 | 0 | 0.173 | 0 | 62.27 | 62.27 | 0 | 0 | 0 | 0 | 0 | 0 | 0 | 0 | 0 | [74 empty] | 0 | 0
|  |  |  | 7.6515 | 76.5146 | 0 | 0 | 0 | 0 | 0 | 0 | 0.173 | 0 | 76.515 | 75.773 | 0 | 0.742 | 0 | 0 | 0.742 | 0 | 0 | 0 | 0 | [74 empty] | 0 | 0
|  |  |  | 7.6509 | 76.5092 | 0 | 0 | 0 | 0 | 0 | 0 | 0.173 | 0 | 76.509 | 74.502 | 0 | 2.007 | 0 | 0 | 2.007 | 0 | 0 | 0 | 0 | [74 empty] | 0 | 0
|  |  |  | 7.8232 | 78.2315 | 0 | 0 | 0 | 0 | 0 | 0 | 0.173 | 0 | 78.232 | 74.974 | 0 | 3.257 | 0 | 0 | 3.257 | 0 | 0 | 0 | 0 | [74 empty] | 0 | 0
|  |  |  | 8.0427 | 80.4268 | 0 | 0 | 0 | 0 | 0 | 0 | 0.173 | 0 | 80.427 | 73.418 | 0 | 7.009 | 0 | 0 | 7.009 | 0 | 0 | 0 | 0 | [74 empty] | 0 | 0
|  |  |  | 8.2878 | 82.8781 | 0 | 0 | 0 | 0 | 0 | 0 | 0.173 | 0 | 82.878 | 64.207 | 0 | 18.671 | 0 | 0 | 18.671 | 0 | 0 | 0 | 0 | [74 empty] | 4 | 0
|  |  |  | 8.2981 | 82.9809 | 0 | 0 | 0 | 0 | 0 | 0 | 0.173 | 0 | 82.981 | 67.756 | 0 | 15.225 | 0 | 0 | 15.225 | 0 | 0 | 0 | 0 | [74 empty] | 3 | 0
|  |  |  | 8.1284 | 81.2841 | 0 | 0 | 0 | 0 | 0 | 0 | 0.173 | 0 | 81.284 | 62.831 | 0 | 18.453 | 0 | 0 | 18.453 | 0 | 0 | 0 | 0 | [74 empty] | 2 | 0
|  |  |  | 7.7532 | 77.532 | 0 | 0 | 0 | 0 | 0 | 0 | 0.173 | 0 | 77.532 | 69.709 | 0 | 7.823 | 0 | 0 | 7.823 | 0 | 0 | 0 | 0 | [74 empty] | 1 | 0
|  |  |  | 7.572 | 75.7196 | 0 | 0 | 0 | 0 | 0 | 0 | 0.173 | 0 | 75.72 | 75.24 | 0 | 0.48 | 0 | 0 | 0.48 | 0 | 0 | 0 | 0 | [74 empty] | 0 | 0
|  |  |  | 6.5483 | 65.4825 | 0 | 0 | 0 | 0 | 0 | 0 | 0.173 | 0 | 65.483 | 65.483 | 0 | 0 | 0 | 0 | 0 | 0 | 0 | 0 | 0 | [74 empty] | 0 | 0
|  |  |  | 6.5483 | 65.483 | 0 | 0 | 0 | 0 | 0 | 0 | 0.173 | 0 | 65.483 | 65.483 | 0 | 0 | 0 | 0 | 0 | 0 | 0 | 0 | 0 | [74 empty] | 0 | 0
|  |  |  | 6.5478 | 65.4776 | 0 | 0 | 0 | 0 | 0 | 0 | 0.173 | 0 | 65.478 | 65.478 | 0 | 0 | 0 | 0 | 0 | 0 | 0 | 0 | 0 | [74 empty] | 0 | 0
|  |  |  | 6.5483 | 65.4834 | 0 | 0 | 0 | 0 | 0 | 0 | 0.173 | 0 | 65.483 | 65.483 | 0 | 0 | 0 | 0 | 0 | 0 | 0 | 0 | 0 | [74 empty] | 0 | 0
|  |  |  | 2.0273 | 20.2728 | 0 | 0 | 0 | 0 | 0 | 0 | 0.173 | 0 | 20.273 | 20.273 | 0 | 0 | 0 | 0 | 0 | 0 | 0 | 0 | 0 | [74 empty] | 0 | 0
|  |  |  | 2.0283 | 20.2834 | 0 | 0 | 0 | 0 | 0 | 0 | 0.173 | 0 | 20.283 | 20.283 | 0 | 0 | 0 | 0 | 0 | 0 | 0 | 0 | 0 | [74 empty] | 0 | 0
|  |  |  | 2.0436 | 20.4355 | 0 | 0 | 0 | 0 | 0 | 0 | 0.173 | 0 | 20.435 | 20.435 | 0 | 0 | 0 | 0 | 0 | 0 | 0 | 0 | 0 | [74 empty] | 0 | 0
|  |  |  | 2.0282 | 20.2822 | 0 | 0 | 0 | 0 | 0 | 0 | 0.173 | 0 | 20.282 | 20.282 | 0 | 0 | 0 | 0 | 0 | 0 | 0 | 0 | 0 | [74 empty] | 0 | 0
|  |  |  | 2.0621 | 20.6207 | 0 | 0 | 0 | 0 | 0 | 0 | 0.173 | 0 | 20.621 | 20.621 | 0 | 0 | 0 | 0 | 0 | 0 | 0 | 0 | 0 | [74 empty] | 0 | 0
|  |  |  | 2.106 | 21.0596 | 0 | 0 | 0 | 0 | 0 | 0 | 0.173 | 0 | 21.06 | 21.06 | 0 | 0 | 0 | 0 | 0 | 0 | 0 | 0 | 0 | [74 empty] | 0 | 0
|  |  |  | 2.1269 | 21.2688 | 0 | 0 | 0 | 0 | 0 | 0 | 0.173 | 0 | 21.269 | 21.269 | 0 | 0 | 0 | 0 | 0 | 0 | 0 | 0 | 0 | [74 empty] | 0 | 0
|  |  |  | 2.1136 | 21.1359 | 0 | 0 | 0 | 0 | 0 | 0 | 0.173 | 0 | 21.136 | 21.136 | 0 | 0 | 0 | 0 | 0 | 0 | 0 | 0 | 0 | [74 empty] | 0 | 0
|  |  |  | 2.2999 | 22.9992 | 0 | 0 | 0 | 0 | 0 | 0 | 0.173 | 0 | 22.999 | 22.999 | 0 | 0 | 0 | 0 | 0 | 0 | 0 | 0 | 0 | [74 empty] | 0 | 0
|  |  |  | 3.1832 | 31.8317 | 0 | 0 | 0 | 0 | 0 | 0 | 0.173 | 0 | 31.832 | 31.832 | 0 | 0 | 0 | 0 | 0 | 0 | 0 | 0 | 0 | [74 empty] | 0 | 0
|  |  |  | 6.2252 | 62.2517 | 0 | 0 | 0 | 0 | 0 | 0 | 0.173 | 0 | 62.252 | 62.252 | 0 | 0 | 0 | 0 | 0 | 0 | 0 | 0 | 0 | [74 empty] | 0 | 0
|  |  |  | 7.6474 | 76.4736 | 0 | 0 | 0 | 0 | 0 | 0 | 0.173 | 0 | 76.474 | 76.474 | 0 | 0 | 0 | 0 | 0 | 0 | 0 | 0 | 0 | [74 empty] | 0 | 0
|  |  |  | 7.6742 | 76.7424 | 0 | 0 | 0 | 0 | 0 | 0 | 0.173 | 0 | 76.742 | 76.263 | 0 | 0.48 | 0 | 0 | 0.48 | 0 | 0 | 0 | 0 | [74 empty] | 0 | 0
|  |  |  | 7.99 | 79.8996 | 0 | 0 | 0 | 0 | 0 | 0 | 0.173 | 0 | 79.9 | 67.365 | 0 | 12.535 | 0 | 0 | 12.535 | 0 | 0 | 0 | 0 | [74 empty] | 5 | 0
|  |  |  | 8.323 | 83.2296 | 0 | 0 | 0 | 0 | 0 | 0 | 0.173 | 0 | 83.23 | 65.606 | 0 | 17.624 | 0 | 0 | 17.624 | 0 | 0 | 0 | 0 | [74 empty] | 4 | 0
|  |  |  | 8.6032 | 86.0317 | 0 | 0 | 0 | 0 | 0 | 0 | 0.173 | 0 | 86.032 | 71.505 | 0 | 14.527 | 0 | 0 | 14.527 | 0 | 0 | 0 | 0 | [74 empty] | 3 | 0
|  |  |  | 8.6272 | 86.2716 | 0 | 0 | 0 | 0 | 0 | 0 | 0.173 | 0 | 86.272 | 56.826 | 0 | 29.446 | 0 | 0 | 29.446 | 0 | 0 | 0 | 0 | [74 empty] | 2 | 0
|  |  |  | 8.3317 | 83.3169 | 0 | 0 | 0 | 0 | 0 | 0 | 0.173 | 0 | 83.317 | 70.041 | 0 | 13.276 | 0 | 0 | 13.276 | 0 | 0 | 0 | 0 | [74 empty] | 1 | 0
|  |  |  | 7.8226 | 78.2261 | 0 | 0 | 0 | 0 | 0 | 0 | 0.173 | 0 | 78.226 | 77.005 | 0 | 1.221 | 0 | 0 | 1.221 | 0 | 0 | 0 | 0 | [74 empty] | 0 | 0
|  |  |  | 7.6009 | 76.0089 | 0 | 0 | 0 | 0 | 0 | 0 | 0.173 | 0 | 76.009 | 76.009 | 0 | 0 | 0 | 0 | 0 | 0 | 0 | 0 | 0 | [74 empty] | 0 | 0
|  |  |  | 6.5479 | 65.4788 | 0 | 0 | 0 | 0 | 0 | 0 | 0.173 | 0 | 65.479 | 65.479 | 0 | 0 | 0 | 0 | 0 | 0 | 0 | 0 | 0 | [74 empty] | 0 | 0
|  |  |  | 6.5864 | 65.8641 | 0 | 0 | 0 | 0 | 0 | 0 | 0.173 | 0 | 65.864 | 65.864 | 0 | 0 | 0 | 0 | 0 | 0 | 0 | 0 | 0 | [74 empty] | 0 | 0
|  |  |  | 6.5793 | 65.7933 | 0 | 0 | 0 | 0 | 0 | 0 | 0.173 | 0 | 65.793 | 65.793 | 0 | 0 | 0 | 0 | 0 | 0 | 0 | 0 | 0 | [74 empty] | 0 | 0
|  |  |  | 6.5541 | 65.5405 | 0 | 0 | 0 | 0 | 0 | 0 | 0.173 | 0 | 65.541 | 65.541 | 0 | 0 | 0 | 0 | 0 | 0 | 0 | 0 | 0 | [74 empty] | 0 | 0
|  |  |  | 2.0332 | 20.3318 | 0 | 0 | 0 | 0 | 0 | 0 | 0.173 | 0 | 20.332 | 20.332 | 0 | 0 | 0 | 0 | 0 | 0 | 0 | 0 | 0 | [74 empty] | 0 | 0
|  |  |  | 2.0291 | 20.2913 | 0 | 0 | 0 | 0 | 0 | 0 | 0.173 | 0 | 20.291 | 20.291 | 0 | 0 | 0 | 0 | 0 | 0 | 0 | 0 | 0 | [74 empty] | 0 | 0
|  |  |  | 2.0446 | 20.4463 | 0 | 0 | 0 | 0 | 0 | 0 | 0.173 | 0 | 20.446 | 20.446 | 0 | 0 | 0 | 0 | 0 | 0 | 0 | 0 | 0 | [74 empty] | 0 | 0
|  |  |  | 2.0294 | 20.2937 | 0 | 0 | 0 | 0 | 0 | 0 | 0.173 | 0 | 20.294 | 20.294 | 0 | 0 | 0 | 0 | 0 | 0 | 0 | 0 | 0 | [74 empty] | 0 | 0
|  |  |  | 2.0288 | 20.2881 | 0 | 0 | 0 | 0 | 0 | 0 | 0.173 | 0 | 20.288 | 20.288 | 0 | 0 | 0 | 0 | 0 | 0 | 0 | 0 | 0 | [74 empty] | 0 | 0
|  |  |  | 2.0291 | 20.2908 | 0 | 0 | 0 | 0 | 0 | 0 | 0.173 | 0 | 20.291 | 20.291 | 0 | 0 | 0 | 0 | 0 | 0 | 0 | 0 | 0 | [74 empty] | 0 | 0
|  |  |  | 2.029 | 20.2902 | 0 | 0 | 0 | 0 | 0 | 0 | 0.173 | 0 | 20.29 | 20.29 | 0 | 0 | 0 | 0 | 0 | 0 | 0 | 0 | 0 | [74 empty] | 0 | 0
|  |  |  | 2.0489 | 20.4886 | 0 | 0 | 0 | 0 | 0 | 0 | 0.173 | 0 | 20.489 | 20.489 | 0 | 0 | 0 | 0 | 0 | 0 | 0 | 0 | 0 | [74 empty] | 0 | 0
|  |  |  | 2.0735 | 20.7348 | 0 | 0 | 0 | 0 | 0 | 0 | 0.173 | 0 | 20.735 | 20.735 | 0 | 0 | 0 | 0 | 0 | 0 | 0 | 0 | 0 | [74 empty] | 0 | 0
|  |  |  | 3.1779 | 31.7794 | 0 | 0 | 0 | 0 | 0 | 0 | 0.173 | 0 | 31.779 | 31.779 | 0 | 0 | 0 | 0 | 0 | 0 | 0 | 0 | 0 | [74 empty] | 0 | 0
|  |  |  | 6.2141 | 62.1405 | 0 | 0 | 0 | 0 | 0 | 0 | 0.173 | 0 | 62.14 | 62.14 | 0 | 0 | 0 | 0 | 0 | 0 | 0 | 0 | 0 | [74 empty] | 0 | 0
|  |  |  | 7.7322 | 77.3217 | 0 | 0 | 0 | 0 | 0 | 0 | 0.173 | 0 | 77.322 | 73.119 | 0 | 4.202 | 0 | 0 | 4.202 | 0 | 0 | 0 | 0 | [74 empty] | 0 | 0
|  |  |  | 7.9947 | 79.947 | 0 | 0 | 0 | 0 | 0 | 0 | 0.173 | 0 | 79.947 | 72.996 | 0 | 6.951 | 0 | 0 | 6.951 | 0 | 0 | 0 | 0 | [74 empty] | 0 | 0
|  |  |  | 8.4252 | 84.2518 | 0 | 0 | 0 | 0 | 0 | 0 | 0.173 | 0 | 84.252 | 51.403 | 0 | 32.849 | 0 | 0 | 32.849 | 0 | 0 | 0 | 0 | [74 empty] | 5 | 0
|  |  |  | 8.9527 | 89.5265 | 0 | 0 | 0 | 0 | 0 | 0 | 0.173 | 0 | 89.527 | 44.376 | 0 | 45.151 | 0 | 0 | 45.151 | 0 | 0 | 0 | 0 | [74 empty] | 4 | 0
|  |  |  | 9.1768 | 91.7684 | 0 | 0 | 0 | 0 | 0 | 0 | 0.173 | 0 | 91.768 | 50.559 | 0 | 41.21 | 0 | 0 | 41.21 | 0 | 0 | 0 | 0 | [74 empty] | 3 | 0
|  |  |  | 8.8549 | 88.5494 | 0 | 0 | 0 | 0 | 0 | 0 | 0.173 | 0 | 88.549 | 77.716 | 0 | 10.833 | 0 | 0 | 10.833 | 0 | 0 | 0 | 0 | [74 empty] | 2 | 0
|  |  |  | 8.665 | 86.6497 | 0 | 0 | 0 | 0 | 0 | 0 | 0.173 | 0 | 86.65 | 54.717 | 0 | 31.933 | 0 | 0 | 31.933 | 0 | 0 | 0 | 0 | [74 empty] | 1 | 0
|  |  |  | 8.3587 | 83.5869 | 0 | 0 | 0 | 0 | 0 | 0 | 0.173 | 0 | 83.587 | 83.587 | 0 | 0 | 0 | 0 | 0 | 0 | 0 | 0 | 0 | [74 empty] | 0 | 0
|  |  |  | 7.8658 | 78.6576 | 0 | 0 | 0 | 0 | 0 | 0 | 0.173 | 0 | 78.658 | 78.658 | 0 | 0 | 0 | 0 | 0 | 0 | 0 | 0 | 0 | [74 empty] | 0 | 0
|  |  |  | 6.5758 | 65.758 | 0 | 0 | 0 | 0 | 0 | 0 | 0.173 | 0 | 65.758 | 65.758 | 0 | 0 | 0 | 0 | 0 | 0 | 0 | 0 | 0 | [74 empty] | 0 | 0
|  |  |  | 6.5842 | 65.8425 | 0 | 0 | 0 | 0 | 0 | 0 | 0.173 | 0 | 65.843 | 65.843 | 0 | 0 | 0 | 0 | 0 | 0 | 0 | 0 | 0 | [74 empty] | 0 | 0
|  |  |  | 6.5773 | 65.7734 | 0 | 0 | 0 | 0 | 0 | 0 | 0.173 | 0 | 65.773 | 65.773 | 0 | 0 | 0 | 0 | 0 | 0 | 0 | 0 | 0 | [74 empty] | 0 | 0
|  |  |  | 6.655 | 66.5504 | 0 | 0 | 0 | 0 | 0 | 0 | 0.173 | 0 | 66.55 | 66.55 | 0 | 0 | 0 | 0 | 0 | 0 | 0 | 0 | 0 | [74 empty] | 0 | 0
|  |  |  | 2.0347 | 20.3465 | 0 | 0 | 0 | 0 | 0 | 0 | 0.173 | 0 | 20.346 | 20.346 | 0 | 0 | 0 | 0 | 0 | 0 | 0 | 0 | 0 | [74 empty] | 0 | 0
|  |  |  | 2.0303 | 20.303 | 0 | 0 | 0 | 0 | 0 | 0 | 0.173 | 0 | 20.303 | 20.303 | 0 | 0 | 0 | 0 | 0 | 0 | 0 | 0 | 0 | [74 empty] | 0 | 0
|  |  |  | 2.0456 | 20.4558 | 0 | 0 | 0 | 0 | 0 | 0 | 0.173 | 0 | 20.456 | 20.456 | 0 | 0 | 0 | 0 | 0 | 0 | 0 | 0 | 0 | [74 empty] | 0 | 0
|  |  |  | 2.0311 | 20.3112 | 0 | 0 | 0 | 0 | 0 | 0 | 0.173 | 0 | 20.311 | 20.311 | 0 | 0 | 0 | 0 | 0 | 0 | 0 | 0 | 0 | [74 empty] | 0 | 0
|  |  |  | 2.0304 | 20.3044 | 0 | 0 | 0 | 0 | 0 | 0 | 0.173 | 0 | 20.304 | 20.304 | 0 | 0 | 0 | 0 | 0 | 0 | 0 | 0 | 0 | [74 empty] | 0 | 0
|  |  |  | 2.0298 | 20.2979 | 0 | 0 | 0 | 0 | 0 | 0 | 0.173 | 0 | 20.298 | 20.298 | 0 | 0 | 0 | 0 | 0 | 0 | 0 | 0 | 0 | [74 empty] | 0 | 0
|  |  |  | 2.0297 | 20.2975 | 0 | 0 | 0 | 0 | 0 | 0 | 0.173 | 0 | 20.298 | 20.298 | 0 | 0 | 0 | 0 | 0 | 0 | 0 | 0 | 0 | [74 empty] | 0 | 0
|  |  |  | 2.0628 | 20.6276 | 0 | 0 | 0 | 0 | 0 | 0 | 0.173 | 0 | 20.628 | 20.628 | 0 | 0 | 0 | 0 | 0 | 0 | 0 | 0 | 0 | [74 empty] | 0 | 0
|  |  |  | 2.0571 | 20.5714 | 0 | 0 | 0 | 0 | 0 | 0 | 0.173 | 0 | 20.571 | 20.571 | 0 | 0 | 0 | 0 | 0 | 0 | 0 | 0 | 0 | [74 empty] | 0 | 0
|  |  |  | 3.1748 | 31.7481 | 0 | 0 | 0 | 0 | 0 | 0 | 0.173 | 0 | 31.748 | 31.748 | 0 | 0 | 0 | 0 | 0 | 0 | 0 | 0 | 0 | [74 empty] | 0 | 0
|  |  |  | 6.2573 | 62.5729 | 0 | 0 | 0 | 0 | 0 | 0 | 0.173 | 0 | 62.573 | 62.573 | 0 | 0 | 0 | 0 | 0 | 0 | 0 | 0 | 0 | [74 empty] | 0 | 0
|  |  |  | 7.914 | 79.1405 | 0 | 0 | 0 | 0 | 0 | 0 | 0.173 | 0 | 79.14 | 69.136 | 0 | 10.004 | 0 | 0 | 10.004 | 0 | 0 | 0 | 0 | [74 empty] | 8 | 0
|  |  |  | 8.0763 | 80.7627 | 0 | 0 | 0 | 0 | 0 | 0 | 0.173 | 0 | 80.763 | 36.223 | 0 | 44.54 | 0 | 0 | 44.54 | 0 | 0 | 0 | 0 | [74 empty] | 7 | 0
|  |  |  | 8.5021 | 85.0212 | 0 | 0 | 0 | 0 | 0 | 0 | 0.173 | 0 | 85.021 | 40.249 | 0 | 44.773 | 0 | 0 | 44.773 | 0 | 0 | 0 | 0 | [74 empty] | 6 | 0
|  |  |  | 9.2161 | 92.161 | 0 | 0 | 0 | 0 | 0 | 0 | 0.173 | 0 | 92.161 | 26.58 | 0 | 65.581 | 0 | 0 | 65.581 | 0 | 0 | 0 | 0 | [74 empty] | 5 | 0
|  |  |  | 9.5142 | 95.1418 | 0 | 0 | 0 | 0 | 0 | 0 | 0.173 | 0 | 95.142 | 37.558 | 0 | 57.583 | 0 | 0 | 57.583 | 0 | 0 | 0 | 0 | [74 empty] | 4 | 0
|  |  |  | 9.135 | 91.3503 | 0 | 0 | 0 | 0 | 0 | 0 | 0.173 | 0 | 91.35 | 57.818 | 0 | 33.532 | 0 | 0 | 33.532 | 0 | 0 | 0 | 0 | [74 empty] | 3 | 0
|  |  |  | 8.699 | 86.9902 | 0 | 0 | 0 | 0 | 0 | 0 | 0.173 | 0 | 86.99 | 52.426 | 0 | 34.565 | 0 | 0 | 34.565 | 0 | 0 | 0 | 0 | [74 empty] | 2 | 0
|  |  |  | 8.3603 | 83.6033 | 0 | 0 | 0 | 0 | 0 | 0 | 0.173 | 0 | 83.603 | 60.977 | 0 | 22.626 | 0 | 0 | 22.626 | 0 | 0 | 0 | 0 | [74 empty] | 1 | 0
|  |  |  | 8.1862 | 81.8624 | 0 | 0 | 0 | 0 | 0 | 0 | 0.173 | 0 | 81.862 | 79.478 | 0 | 2.385 | 0 | 0 | 2.385 | 0 | 0 | 0 | 0 | [74 empty] | 0 | 0
|  |  |  | 6.925 | 69.2502 | 0 | 0 | 0 | 0 | 0 | 0 | 0.173 | 0 | 69.25 | 69.25 | 0 | 0 | 0 | 0 | 0 | 0 | 0 | 0 | 0 | [74 empty] | 0 | 0
|  |  |  | 6.7405 | 67.4051 | 0 | 0 | 0 | 0 | 0 | 0 | 0.173 | 0 | 67.405 | 67.405 | 0 | 0 | 0 | 0 | 0 | 0 | 0 | 0 | 0 | [74 empty] | 0 | 0
|  |  |  | 6.7702 | 67.7025 | 0 | 0 | 0 | 0 | 0 | 0 | 0.173 | 0 | 67.703 | 67.703 | 0 | 0 | 0 | 0 | 0 | 0 | 0 | 0 | 0 | [74 empty] | 0 | 0
|  |  |  | 6.8624 | 68.6245 | 0 | 0 | 0 | 0 | 0 | 0 | 0.173 | 0 | 68.625 | 68.625 | 0 | 0 | 0 | 0 | 0 | 0 | 0 | 0 | 0 | [74 empty] | 0 | 0
|  |  |  | 2.0314 | 20.314 | 0 | 0 | 0 | 0 | 0 | 0 | 0.173 | 0 | 20.314 | 20.314 | 0 | 0 | 0 | 0 | 0 | 0 | 0 | 0 | 0 | [74 empty] | 0 | 0
|  |  |  | 2.0323 | 20.3228 | 0 | 0 | 0 | 0 | 0 | 0 | 0.173 | 0 | 20.323 | 20.323 | 0 | 0 | 0 | 0 | 0 | 0 | 0 | 0 | 0 | [74 empty] | 0 | 0
|  |  |  | 2.0474 | 20.4736 | 0 | 0 | 0 | 0 | 0 | 0 | 0.173 | 0 | 20.474 | 20.474 | 0 | 0 | 0 | 0 | 0 | 0 | 0 | 0 | 0 | [74 empty] | 0 | 0
|  |  |  | 2.0324 | 20.3238 | 0 | 0 | 0 | 0 | 0 | 0 | 0.173 | 0 | 20.324 | 20.324 | 0 | 0 | 0 | 0 | 0 | 0 | 0 | 0 | 0 | [74 empty] | 0 | 0
|  |  |  | 2.0317 | 20.3168 | 0 | 0 | 0 | 0 | 0 | 0 | 0.173 | 0 | 20.317 | 20.317 | 0 | 0 | 0 | 0 | 0 | 0 | 0 | 0 | 0 | [74 empty] | 0 | 0
|  |  |  | 2.0312 | 20.312 | 0 | 0 | 0 | 0 | 0 | 0 | 0.173 | 0 | 20.312 | 20.312 | 0 | 0 | 0 | 0 | 0 | 0 | 0 | 0 | 0 | [74 empty] | 0 | 0
|  |  |  | 2.0311 | 20.3112 | 0 | 0 | 0 | 0 | 0 | 0 | 0.173 | 0 | 20.311 | 20.311 | 0 | 0 | 0 | 0 | 0 | 0 | 0 | 0 | 0 | [74 empty] | 0 | 0
|  |  |  | 2.0385 | 20.3848 | 0 | 0 | 0 | 0 | 0 | 0 | 0.173 | 0 | 20.385 | 20.385 | 0 | 0 | 0 | 0 | 0 | 0 | 0 | 0 | 0 | [74 empty] | 0 | 0
|  |  |  | 2.0379 | 20.3788 | 0 | 0 | 0 | 0 | 0 | 0 | 0.173 | 0 | 20.379 | 20.379 | 0 | 0 | 0 | 0 | 0 | 0 | 0 | 0 | 0 | [74 empty] | 0 | 0
|  |  |  | 1.9809 | 19.809 | 0 | 0 | 0 | 0 | 0 | 0 | 0.173 | 0 | 19.809 | 19.809 | 0 | 0 | 0 | 0 | 0 | 0 | 0 | 0 | 0 | [74 empty] | 0 | 0
|  |  |  | 1.6973 | 16.9732 | 0 | 0 | 0 | 0 | 0 | 0 | 0.173 | 0 | 16.973 | 16.973 | 0 | 0 | 0 | 0 | 0 | 0 | 0 | 0 | 0 | [74 empty] | 0 | 0
|  |  |  | 1.7001 | 17.0009 | 0 | 0 | 0 | 0 | 0 | 0 | 0.173 | 0 | 17.001 | 8.262 | 0 | 8.739 | 0 | 0 | 8.739 | 0 | 0 | 0 | 0 | [74 empty] | 8 | 0
|  |  |  | 1.7026 | 17.0258 | 0 | 0 | 0 | 0 | 0 | 0 | 0.173 | 0 | 17.026 | 3.008 | 0 | 14.018 | 0 | 0 | 14.018 | 0 | 0 | 0 | 0 | [74 empty] | 7 | 0
|  |  |  | 2.1764 | 21.764 | 0 | 0 | 0 | 0 | 0 | 0 | 0.173 | 0 | 21.764 | 0 | 0 | 34.506 | 0 | 12.742 | 21.764 | 0 | 0 | 0 | 0 | [74 empty] | 6 | 0
|  |  |  | 2.8239 | 28.2389 | 0 | 0 | 0 | 0 | 0 | 0 | 0.173 | 0 | 28.239 | 0 | 0 | 40.992 | 0 | 12.753 | 28.239 | 0 | 0 | 0 | 0 | [74 empty] | 5 | 0
|  |  |  | 2.8266 | 28.2663 | 0 | 0 | 0 | 0 | 0 | 0 | 0.173 | 0 | 28.266 | 0 | 0 | 48.8 | 0 | 20.534 | 28.266 | 0 | 0 | 0 | 0 | [74 empty] | 4 | 0
|  |  |  | 2.8295 | 28.2951 | 0 | 0 | 0 | 0 | 0 | 0 | 0.173 | 0 | 28.295 | 0 | 0 | 29.053 | 0 | 0.758 | 28.295 | 0 | 0 | 0 | 0 | [74 empty] | 3 | 0
|  |  |  | 2.7263 | 27.263 | 0 | 0 | 0 | 0 | 0 | 0 | 0.173 | 0 | 27.263 | 0 | 0 | 30.609 | 0 | 3.346 | 27.263 | 0 | 0 | 0 | 0 | [74 empty] | 2 | 0
|  |  |  | 2.7812 | 27.8122 | 0 | 0 | 0 | 0 | 0 | 0 | 0.173 | 0 | 27.812 | 12.268 | 0 | 15.545 | 0 | 0 | 15.545 | 0 | 0 | 0 | 0 | [74 empty] | 1 | 0
|  |  |  | 2.4452 | 24.4521 | 0 | 0 | 0 | 0 | 0 | 0 | 0.173 | 0 | 24.452 | 22.896 | 0 | 1.556 | 0 | 0 | 1.556 | 0 | 0 | 0 | 0 | [74 empty] | 0 | 0
|  |  |  | 2.038 | 20.38 | 0 | 0 | 0 | 0 | 0 | 0 | 0.173 | 0 | 20.38 | 20.38 | 0 | 0 | 0 | 0 | 0 | 0 | 0 | 0 | 0 | [74 empty] | 0 | 0
|  |  |  | 2.0381 | 20.3809 | 0 | 0 | 0 | 0 | 0 | 0 | 0.173 | 0 | 20.381 | 20.381 | 0 | 0 | 0 | 0 | 0 | 0 | 0 | 0 | 0 | [74 empty] | 0 | 0
|  |  |  | 2.046 | 20.46 | 0 | 0 | 0 | 0 | 0 | 0 | 0.173 | 0 | 20.46 | 20.46 | 0 | 0 | 0 | 0 | 0 | 0 | 0 | 0 | 0 | [74 empty] | 0 | 0
|  |  |  | 2.0452 | 20.4522 | 0 | 0 | 0 | 0 | 0 | 0 | 0.173 | 0 | 20.452 | 20.452 | 0 | 0 | 0 | 0 | 0 | 0 | 0 | 0 | 0 | [74 empty] | 0 | 0
|  |  |  | 2.0395 | 20.3954 | 0 | 0 | 0 | 0 | 0 | 0 | 0.173 | 0 | 20.395 | 20.395 | 0 | 0 | 0 | 0 | 0 | 0 | 0 | 0 | 0 | [74 empty] | 0 | 0
|  |  |  | 2.0328 | 20.3278 | 0 | 0 | 0 | 0 | 0 | 0 | 0.173 | 0 | 20.328 | 20.328 | 0 | 0 | 0 | 0 | 0 | 0 | 0 | 0 | 0 | [74 empty] | 0 | 0
|  |  |  | 2.0457 | 20.4572 | 0 | 0 | 0 | 0 | 0 | 0 | 0.173 | 0 | 20.457 | 20.457 | 0 | 0 | 0 | 0 | 0 | 0 | 0 | 0 | 0 | [74 empty] | 0 | 0
|  |  |  | 2.032 | 20.3197 | 0 | 0 | 0 | 0 | 0 | 0 | 0.173 | 0 | 20.32 | 20.32 | 0 | 0 | 0 | 0 | 0 | 0 | 0 | 0 | 0 | [74 empty] | 0 | 0
|  |  |  | 2.0307 | 20.3067 | 0 | 0 | 0 | 0 | 0 | 0 | 0.173 | 0 | 20.307 | 20.307 | 0 | 0 | 0 | 0 | 0 | 0 | 0 | 0 | 0 | [74 empty] | 0 | 0
|  |  |  | 2.0298 | 20.2977 | 0 | 0 | 0 | 0 | 0 | 0 | 0.173 | 0 | 20.298 | 20.298 | 0 | 0 | 0 | 0 | 0 | 0 | 0 | 0 | 0 | [74 empty] | 0 | 0
|  |  |  | 2.0293 | 20.2935 | 0 | 0 | 0 | 0 | 0 | 0 | 0.173 | 0 | 20.294 | 20.294 | 0 | 0 | 0 | 0 | 0 | 0 | 0 | 0 | 0 | [74 empty] | 0 | 0
|  |  |  | 2.0358 | 20.3582 | 0 | 0 | 0 | 0 | 0 | 0 | 0.173 | 0 | 20.358 | 20.358 | 0 | 0 | 0 | 0 | 0 | 0 | 0 | 0 | 0 | [74 empty] | 0 | 0
|  |  |  | 2.0352 | 20.3516 | 0 | 0 | 0 | 0 | 0 | 0 | 0.173 | 0 | 20.352 | 20.352 | 0 | 0 | 0 | 0 | 0 | 0 | 0 | 0 | 0 | [74 empty] | 0 | 0
|  |  |  | 1.9792 | 19.7916 | 0 | 0 | 0 | 0 | 0 | 0 | 0.173 | 0 | 19.792 | 19.792 | 0 | 0 | 0 | 0 | 0 | 0 | 0 | 0 | 0 | [74 empty] | 0 | 0
|  |  |  | 1.6962 | 16.9616 | 0 | 0 | 0 | 0 | 0 | 0 | 0.173 | 0 | 16.962 | 16.962 | 0 | 0 | 0 | 0 | 0 | 0 | 0 | 0 | 0 | [74 empty] | 0 | 0
|  |  |  | 1.6989 | 16.9891 | 0 | 0 | 0 | 0 | 0 | 0 | 0.173 | 0 | 16.989 | 0 | 0 | 22.873 | 0 | 5.884 | 16.989 | 0 | 0 | 0 | 0 | [74 empty] | 9 | 0
|  |  |  | 1.7015 | 17.0149 | 0 | 0 | 0 | 0 | 0 | 0 | 0.173 | 0 | 17.015 | 0 | 0 | 46.358 | 0 | 29.343 | 17.015 | 0 | 0 | 0 | 0 | [74 empty] | 8 | 0
|  |  |  | 2.2698 | 22.6983 | 0 | 0 | 0 | 0 | 0 | 0 | 0.173 | 0 | 22.698 | 0 | 0 | 62.629 | 0 | 39.931 | 22.698 | 0 | 0 | 0 | 0 | [74 empty] | 7 | 0
|  |  |  | 2.9038 | 29.038 | 0 | 0 | 0 | 0 | 0 | 0 | 0.173 | 0 | 29.038 | 0 | 0 | 71.005 | 0 | 41.967 | 29.038 | 0 | 0 | 0 | 0 | [74 empty] | 6 | 0
|  |  |  | 3.0006 | 30.0056 | 0 | 0 | 0 | 0 | 0 | 0 | 0.173 | 0 | 30.006 | 0 | 0 | 71.717 | 0 | 41.712 | 30.005 | 0 | 0 | 0 | 0 | [74 empty] | 5 | 0
|  |  |  | 3.18 | 31.8002 | 0 | 0 | 0 | 0 | 0 | 0 | 0.173 | 0 | 31.8 | 0 | 0 | 64.549 | 0 | 32.748 | 31.801 | 0 | 0 | 0 | 0 | [74 empty] | 4 | 0
|  |  |  | 2.8366 | 28.366 | 0 | 0 | 0 | 0 | 0 | 0 | 0.173 | 0 | 28.366 | 0 | 0 | 50.953 | 0 | 22.587 | 28.366 | 0 | 0 | 0 | 0 | [74 empty] | 3 | 0
|  |  |  | 2.6417 | 26.4171 | 0 | 0 | 0 | 0 | 0 | 0 | 0.173 | 0 | 26.417 | 0 | 0 | 28.908 | 0 | 2.491 | 26.417 | 0 | 0 | 0 | 0 | [74 empty] | 2 | 0
|  |  |  | 2.2511 | 22.5106 | 0 | 0 | 0 | 0 | 0 | 0 | 0.173 | 0 | 22.511 | 16.316 | 0 | 6.195 | 0 | 0 | 6.195 | 0 | 0 | 0 | 0 | [74 empty] | 1 | 0
|  |  |  | 2.0369 | 20.3689 | 0 | 0 | 0 | 0 | 0 | 0 | 0.173 | 0 | 20.369 | 20.369 | 0 | 0 | 0 | 0 | 0 | 0 | 0 | 0 | 0 | [74 empty] | 0 | 0
|  |  |  | 2.0367 | 20.3668 | 0 | 0 | 0 | 0 | 0 | 0 | 0.173 | 0 | 20.367 | 20.367 | 0 | 0 | 0 | 0 | 0 | 0 | 0 | 0 | 0 | [74 empty] | 0 | 0
|  |  |  | 2.0442 | 20.4415 | 0 | 0 | 0 | 0 | 0 | 0 | 0.173 | 0 | 20.442 | 20.442 | 0 | 0 | 0 | 0 | 0 | 0 | 0 | 0 | 0 | [74 empty] | 0 | 0
|  |  |  | 2.0441 | 20.4409 | 0 | 0 | 0 | 0 | 0 | 0 | 0.173 | 0 | 20.441 | 20.441 | 0 | 0 | 0 | 0 | 0 | 0 | 0 | 0 | 0 | [74 empty] | 0 | 0
|  |  |  | 2.0397 | 20.3974 | 0 | 0 | 0 | 0 | 0 | 0 | 0.173 | 0 | 20.397 | 20.397 | 0 | 0 | 0 | 0 | 0 | 0 | 0 | 0 | 0 | [74 empty] | 0 | 0
|  |  |  | 2.0331 | 20.3307 | 0 | 0 | 0 | 0 | 0 | 0 | 0.173 | 0 | 20.331 | 20.331 | 0 | 0 | 0 | 0 | 0 | 0 | 0 | 0 | 0 | [74 empty] | 0 | 0
|  |  |  | 2.0449 | 20.4489 | 0 | 0 | 0 | 0 | 0 | 0 | 0.173 | 0 | 20.449 | 20.449 | 0 | 0 | 0 | 0 | 0 | 0 | 0 | 0 | 0 | [74 empty] | 0 | 0
|  |  |  | 2.0309 | 20.3091 | 0 | 0 | 0 | 0 | 0 | 0 | 0.173 | 0 | 20.309 | 20.309 | 0 | 0 | 0 | 0 | 0 | 0 | 0 | 0 | 0 | [74 empty] | 0 | 0
|  |  |  | 2.0303 | 20.3033 | 0 | 0 | 0 | 0 | 0 | 0 | 0.173 | 0 | 20.303 | 20.303 | 0 | 0 | 0 | 0 | 0 | 0 | 0 | 0 | 0 | [74 empty] | 0 | 0
|  |  |  | 2.0296 | 20.2957 | 0 | 0 | 0 | 0 | 0 | 0 | 0.173 | 0 | 20.296 | 20.296 | 0 | 0 | 0 | 0 | 0 | 0 | 0 | 0 | 0 | [74 empty] | 0 | 0
|  |  |  | 2.0298 | 20.2984 | 0 | 0 | 0 | 0 | 0 | 0 | 0.173 | 0 | 20.298 | 20.298 | 0 | 0 | 0 | 0 | 0 | 0 | 0 | 0 | 0 | [74 empty] | 0 | 0
|  |  |  | 2.0373 | 20.3734 | 0 | 0 | 0 | 0 | 0 | 0 | 0.173 | 0 | 20.373 | 20.373 | 0 | 0 | 0 | 0 | 0 | 0 | 0 | 0 | 0 | [74 empty] | 0 | 0
|  |  |  | 2.0366 | 20.3656 | 0 | 0 | 0 | 0 | 0 | 0 | 0.173 | 0 | 20.366 | 20.366 | 0 | 0 | 0 | 0 | 0 | 0 | 0 | 0 | 0 | [74 empty] | 0 | 0
|  |  |  | 3.1606 | 31.6061 | 0 | 0 | 0 | 0 | 0 | 0 | 0.173 | 0 | 31.606 | 31.606 | 0 | 0 | 0 | 0 | 0 | 0 | 0 | 0 | 0 | [74 empty] | 0 | 0
|  |  |  | 6.3918 | 63.9179 | 0 | 0 | 0 | 0 | 0 | 0 | 0.173 | 0 | 63.918 | 63.918 | 0 | 0 | 0 | 0 | 0 | 0 | 0 | 0 | 0 | [74 empty] | 0 | 0
|  |  |  | 8.4268 | 84.2677 | 0 | 0 | 0 | 0 | 0 | 0 | 0.173 | 0 | 84.268 | 57.119 | 0 | 27.149 | 0 | 0 | 27.149 | 0 | 0 | 0 | 0 | [74 empty] | 8 | 0
|  |  |  | 9.1753 | 91.7526 | 0 | 0 | 0 | 0 | 0 | 0 | 0.173 | 0 | 91.753 | 40.655 | 0 | 51.098 | 0 | 0 | 51.098 | 0 | 0 | 0 | 0 | [74 empty] | 7 | 0
|  |  |  | 10.6306 | 106.306 | 0 | 0 | 0 | 0 | 0 | 0 | 0.173 | 0 | 106.306 | 38.529 | 0 | 67.777 | 0 | 0 | 67.777 | 0 | 0 | 0 | 0 | [74 empty] | 6 | 0
|  |  |  | 12.1903 | 121.903 | 0 | 0 | 0 | 0 | 0 | 0 | 0.173 | 0 | 121.903 | 45.881 | 0 | 76.022 | 0 | 0 | 76.022 | 0 | 0 | 0 | 0 | [74 empty] | 5 | 0
|  |  |  | 12.3311 | 123.311 | 0 | 0 | 0 | 0 | 0 | 0 | 0.173 | 0 | 123.311 | 46.955 | 0 | 76.356 | 0 | 0 | 76.356 | 0 | 0 | 0 | 0 | [74 empty] | 4 | 0
|  |  |  | 11.7545 | 117.545 | 0 | 0 | 0 | 0 | 0 | 0 | 0.173 | 0 | 117.545 | 48.677 | 0 | 68.867 | 0 | 0 | 68.867 | 0 | 0 | 0 | 0 | [74 empty] | 3 | 0
|  |  |  | 11.045 | 110.45 | 0 | 0 | 0 | 0 | 0 | 0 | 0.173 | 0 | 110.45 | 57.607 | 0 | 52.843 | 0 | 0 | 52.843 | 0 | 0 | 0 | 0 | [74 empty] | 2 | 0
|  |  |  | 10.3886 | 103.886 | 0 | 0 | 0 | 0 | 0 | 0 | 0.173 | 0 | 103.886 | 72.855 | 0 | 31.031 | 0 | 0 | 31.031 | 0 | 0 | 0 | 0 | [74 empty] | 1 | 0
|  |  |  | 9.7207 | 97.2066 | 0 | 0 | 0 | 0 | 0 | 0 | 0.173 | 0 | 97.207 | 90.052 | 0 | 7.154 | 0 | 0 | 7.154 | 0 | 0 | 0 | 0 | [74 empty] | 0 | 0
|  |  |  | 7.7999 | 77.9994 | 0 | 0 | 0 | 0 | 0 | 0 | 0.173 | 0 | 77.999 | 77.999 | 0 | 0 | 0 | 0 | 0 | 0 | 0 | 0 | 0 | [74 empty] | 0 | 0
|  |  |  | 7.7789 | 77.7891 | 0 | 0 | 0 | 0 | 0 | 0 | 0.173 | 0 | 77.789 | 77.789 | 0 | 0 | 0 | 0 | 0 | 0 | 0 | 0 | 0 | [74 empty] | 0 | 0
|  |  |  | 7.8768 | 78.7683 | 0 | 0 | 0 | 0 | 0 | 0 | 0.173 | 0 | 78.768 | 78.768 | 0 | 0 | 0 | 0 | 0 | 0 | 0 | 0 | 0 | [74 empty] | 0 | 0
|  |  |  | 7.7554 | 77.5542 | 0 | 0 | 0 | 0 | 0 | 0 | 0.173 | 0 | 77.554 | 77.554 | 0 | 0 | 0 | 0 | 0 | 0 | 0 | 0 | 0 | [74 empty] | 0 | 0
|  |  |  | 2.0387 | 20.3866 | 0 | 0 | 0 | 0 | 0 | 0 | 0.173 | 0 | 20.387 | 20.387 | 0 | 0 | 0 | 0 | 0 | 0 | 0 | 0 | 0 | [74 empty] | 0 | 0
|  |  |  | 2.0334 | 20.3343 | 0 | 0 | 0 | 0 | 0 | 0 | 0.173 | 0 | 20.334 | 20.334 | 0 | 0 | 0 | 0 | 0 | 0 | 0 | 0 | 0 | [74 empty] | 0 | 0
|  |  |  | 2.048 | 20.4797 | 0 | 0 | 0 | 0 | 0 | 0 | 0.173 | 0 | 20.48 | 20.48 | 0 | 0 | 0 | 0 | 0 | 0 | 0 | 0 | 0 | [74 empty] | 0 | 0
|  |  |  | 2.0342 | 20.3419 | 0 | 0 | 0 | 0 | 0 | 0 | 0.173 | 0 | 20.342 | 20.342 | 0 | 0 | 0 | 0 | 0 | 0 | 0 | 0 | 0 | [74 empty] | 0 | 0
|  |  |  | 2.0337 | 20.3365 | 0 | 0 | 0 | 0 | 0 | 0 | 0.173 | 0 | 20.336 | 20.336 | 0 | 0 | 0 | 0 | 0 | 0 | 0 | 0 | 0 | [74 empty] | 0 | 0
|  |  |  | 2.0329 | 20.3293 | 0 | 0 | 0 | 0 | 0 | 0 | 0.173 | 0 | 20.329 | 20.329 | 0 | 0 | 0 | 0 | 0 | 0 | 0 | 0 | 0 | [74 empty] | 0 | 0
|  |  |  | 2.0333 | 20.3332 | 0 | 0 | 0 | 0 | 0 | 0 | 0.173 | 0 | 20.333 | 20.333 | 0 | 0 | 0 | 0 | 0 | 0 | 0 | 0 | 0 | [74 empty] | 0 | 0
|  |  |  | 2.0693 | 20.6934 | 0 | 0 | 0 | 0 | 0 | 0 | 0.173 | 0 | 20.693 | 20.693 | 0 | 0 | 0 | 0 | 0 | 0 | 0 | 0 | 0 | [74 empty] | 0 | 0
|  |  |  | 2.0619 | 20.6187 | 0 | 0 | 0 | 0 | 0 | 0 | 0.173 | 0 | 20.619 | 20.619 | 0 | 0 | 0 | 0 | 0 | 0 | 0 | 0 | 0 | [74 empty] | 0 | 0
|  |  |  | 3.329 | 33.2899 | 0 | 0 | 0 | 0 | 0 | 0 | 0.173 | 0 | 33.29 | 33.29 | 0 | 0 | 0 | 0 | 0 | 0 | 0 | 0 | 0 | [74 empty] | 0 | 0
|  |  |  | 6.5205 | 65.205 | 0 | 0 | 0 | 0 | 0 | 0 | 0.173 | 0 | 65.205 | 65.205 | 0 | 0 | 0 | 0 | 0 | 0 | 0 | 0 | 0 | [74 empty] | 0 | 0
|  |  |  | 8.3862 | 83.8623 | 0 | 0 | 0 | 0 | 0 | 0 | 0.173 | 0 | 83.862 | 61.861 | 0 | 22.001 | 0 | 0 | 22.001 | 0 | 0 | 0 | 0 | [74 empty] | 8 | 0
|  |  |  | 9.2426 | 92.426 | 0 | 0 | 0 | 0 | 0 | 0 | 0.173 | 0 | 92.426 | 42.68 | 0 | 49.746 | 0 | 0 | 49.746 | 0 | 0 | 0 | 0 | [74 empty] | 7 | 0
|  |  |  | 10.7471 | 107.471 | 0 | 0 | 0 | 0 | 0 | 0 | 0.173 | 0 | 107.471 | 41.352 | 0 | 66.119 | 0 | 0 | 66.119 | 0 | 0 | 0 | 0 | [74 empty] | 6 | 0
|  |  |  | 12.1425 | 121.425 | 0 | 0 | 0 | 0 | 0 | 0 | 0.173 | 0 | 121.425 | 49.01 | 0 | 72.415 | 0 | 0 | 72.415 | 0 | 0 | 0 | 0 | [74 empty] | 5 | 0
|  |  |  | 13.1582 | 131.582 | 0 | 0 | 0 | 0 | 0 | 0 | 0.173 | 0 | 131.582 | 59.05 | 0 | 72.532 | 0 | 0 | 72.532 | 0 | 0 | 0 | 0 | [74 empty] | 4 | 0
|  |  |  | 12.8469 | 128.469 | 0 | 0 | 0 | 0 | 0 | 0 | 0.173 | 0 | 128.469 | 62.917 | 0 | 65.552 | 0 | 0 | 65.552 | 0 | 0 | 0 | 0 | [74 empty] | 3 | 0
|  |  |  | 11.9626 | 119.626 | 0 | 0 | 0 | 0 | 0 | 0 | 0.173 | 0 | 119.626 | 70.128 | 0 | 49.498 | 0 | 0 | 49.498 | 0 | 0 | 0 | 0 | [74 empty] | 2 | 0
|  |  |  | 11.1232 | 111.232 | 0 | 0 | 0 | 0 | 0 | 0 | 0.173 | 0 | 111.232 | 82.673 | 0 | 28.559 | 0 | 0 | 28.559 | 0 | 0 | 0 | 0 | [74 empty] | 1 | 0
|  |  |  | 9.6612 | 96.6122 | 0 | 0 | 0 | 0 | 0 | 0 | 0.173 | 0 | 96.612 | 90.592 | 0 | 6.02 | 0 | 0 | 6.02 | 0 | 0 | 0 | 0 | [74 empty] | 0 | 0
|  |  |  | 7.2271 | 72.2712 | 0 | 0 | 0 | 0 | 0 | 0 | 0.173 | 0 | 72.271 | 72.271 | 0 | 0 | 0 | 0 | 0 | 0 | 0 | 0 | 0 | [74 empty] | 0 | 0
|  |  |  | 7.1121 | 71.1214 | 0 | 0 | 0 | 0 | 0 | 0 | 0.173 | 0 | 71.121 | 71.121 | 0 | 0 | 0 | 0 | 0 | 0 | 0 | 0 | 0 | [74 empty] | 0 | 0
|  |  |  | 7.0077 | 70.0774 | 0 | 0 | 0 | 0 | 0 | 0 | 0.173 | 0 | 70.077 | 70.077 | 0 | 0 | 0 | 0 | 0 | 0 | 0 | 0 | 0 | [74 empty] | 0 | 0
|  |  |  | 7.0446 | 70.4461 | 0 | 0 | 0 | 0 | 0 | 0 | 0.173 | 0 | 70.446 | 70.446 | 0 | 0 | 0 | 0 | 0 | 0 | 0 | 0 | 0 | [74 empty] | 0 | 0
|  |  |  | 2.0328 | 20.3284 | 0 | 0 | 0 | 0 | 0 | 0 | 0.173 | 0 | 20.328 | 20.328 | 0 | 0 | 0 | 0 | 0 | 0 | 0 | 0 | 0 | [74 empty] | 0 | 0
|  |  |  | 2.0339 | 20.3389 | 0 | 0 | 0 | 0 | 0 | 0 | 0.173 | 0 | 20.339 | 20.339 | 0 | 0 | 0 | 0 | 0 | 0 | 0 | 0 | 0 | [74 empty] | 0 | 0
|  |  |  | 2.048 | 20.48 | 0 | 0 | 0 | 0 | 0 | 0 | 0.173 | 0 | 20.48 | 20.48 | 0 | 0 | 0 | 0 | 0 | 0 | 0 | 0 | 0 | [74 empty] | 0 | 0
|  |  |  | 2.0336 | 20.3364 | 0 | 0 | 0 | 0 | 0 | 0 | 0.173 | 0 | 20.336 | 20.336 | 0 | 0 | 0 | 0 | 0 | 0 | 0 | 0 | 0 | [74 empty] | 0 | 0
|  |  |  | 2.0339 | 20.3389 | 0 | 0 | 0 | 0 | 0 | 0 | 0.173 | 0 | 20.339 | 20.339 | 0 | 0 | 0 | 0 | 0 | 0 | 0 | 0 | 0 | [74 empty] | 0 | 0
|  |  |  | 2.0331 | 20.3313 | 0 | 0 | 0 | 0 | 0 | 0 | 0.173 | 0 | 20.331 | 20.331 | 0 | 0 | 0 | 0 | 0 | 0 | 0 | 0 | 0 | [74 empty] | 0 | 0
|  |  |  | 2.0324 | 20.3237 | 0 | 0 | 0 | 0 | 0 | 0 | 0.173 | 0 | 20.324 | 20.324 | 0 | 0 | 0 | 0 | 0 | 0 | 0 | 0 | 0 | [74 empty] | 0 | 0
|  |  |  | 2.0396 | 20.3965 | 0 | 0 | 0 | 0 | 0 | 0 | 0.173 | 0 | 20.396 | 20.396 | 0 | 0 | 0 | 0 | 0 | 0 | 0 | 0 | 0 | [74 empty] | 0 | 0
|  |  |  | 2.0384 | 20.3841 | 0 | 0 | 0 | 0 | 0 | 0 | 0.173 | 0 | 20.384 | 20.384 | 0 | 0 | 0 | 0 | 0 | 0 | 0 | 0 | 0 | [74 empty] | 0 | 0
|  |  |  | 3.2216 | 32.2161 | 0 | 0 | 0 | 0 | 0 | 0 | 0.173 | 0 | 32.216 | 32.216 | 0 | 0 | 0 | 0 | 0 | 0 | 0 | 0 | 0 | [74 empty] | 0 | 0
|  |  |  | 6.3587 | 63.5866 | 0 | 0 | 0 | 0 | 0 | 0 | 0.173 | 0 | 63.587 | 63.587 | 0 | 0 | 0 | 0 | 0 | 0 | 0 | 0 | 0 | [74 empty] | 0 | 0
|  |  |  | 8.289 | 82.8901 | 0 | 0 | 0 | 0 | 0 | 0 | 0.173 | 0 | 82.89 | 61.427 | 0 | 21.463 | 0 | 0 | 21.463 | 0 | 0 | 0 | 0 | [74 empty] | 8 | 0
|  |  |  | 9.3817 | 93.8165 | 0 | 0 | 0 | 0 | 0 | 0 | 0.173 | 0 | 93.817 | 56.751 | 0 | 37.066 | 0 | 0 | 37.066 | 0 | 0 | 0 | 0 | [74 empty] | 7 | 0
|  |  |  | 10.7589 | 107.589 | 0 | 0 | 0 | 0 | 0 | 0 | 0.173 | 0 | 107.589 | 55.692 | 0 | 51.898 | 0 | 0 | 51.898 | 0 | 0 | 0 | 0 | [74 empty] | 6 | 0
|  |  |  | 11.9957 | 119.957 | 0 | 0 | 0 | 0 | 0 | 0 | 0.173 | 0 | 119.957 | 90.249 | 0 | 29.708 | 0 | 0 | 29.708 | 0 | 0 | 0 | 0 | [74 empty] | 5 | 0
|  |  |  | 11.5655 | 115.655 | 0 | 0 | 0 | 0 | 0 | 0 | 0.173 | 0 | 115.655 | 66.986 | 0 | 48.67 | 0 | 0 | 48.67 | 0 | 0 | 0 | 0 | [74 empty] | 4 | 0
|  |  |  | 10.7695 | 107.695 | 0 | 0 | 0 | 0 | 0 | 0 | 0.173 | 0 | 107.695 | 43.888 | 0 | 63.807 | 0 | 0 | 63.807 | 0 | 0 | 0 | 0 | [74 empty] | 3 | 0
|  |  |  | 10.5303 | 105.303 | 0 | 0 | 0 | 0 | 0 | 0 | 0.173 | 0 | 105.303 | 56.372 | 0 | 48.931 | 0 | 0 | 48.931 | 0 | 0 | 0 | 0 | [74 empty] | 2 | 0
|  |  |  | 9.8433 | 98.4335 | 0 | 0 | 0 | 0 | 0 | 0 | 0.173 | 0 | 98.433 | 77.93 | 0 | 20.503 | 0 | 0 | 20.503 | 0 | 0 | 0 | 0 | [74 empty] | 1 | 0
|  |  |  | 8.8817 | 88.8169 | 0 | 0 | 0 | 0 | 0 | 0 | 0.173 | 0 | 88.817 | 85.72 | 0 | 3.097 | 0 | 0 | 3.097 | 0 | 0 | 0 | 0 | [74 empty] | 0 | 0
|  |  |  | 7.2008 | 72.0085 | 0 | 0 | 0 | 0 | 0 | 0 | 0.173 | 0 | 72.009 | 72.009 | 0 | 0 | 0 | 0 | 0 | 0 | 0 | 0 | 0 | [74 empty] | 0 | 0
|  |  |  | 7.0735 | 70.7354 | 0 | 0 | 0 | 0 | 0 | 0 | 0.173 | 0 | 70.735 | 70.735 | 0 | 0 | 0 | 0 | 0 | 0 | 0 | 0 | 0 | [74 empty] | 0 | 0
|  |  |  | 7.0557 | 70.5568 | 0 | 0 | 0 | 0 | 0 | 0 | 0.173 | 0 | 70.557 | 70.557 | 0 | 0 | 0 | 0 | 0 | 0 | 0 | 0 | 0 | [74 empty] | 0 | 0
|  |  |  | 7.0477 | 70.4771 | 0 | 0 | 0 | 0 | 0 | 0 | 0.173 | 0 | 70.477 | 70.477 | 0 | 0 | 0 | 0 | 0 | 0 | 0 | 0 | 0 | [74 empty] | 0 | 0
|  |  |  | 2.0372 | 20.3721 | 0 | 0 | 0 | 0 | 0 | 0 | 0.173 | 0 | 20.372 | 20.372 | 0 | 0 | 0 | 0 | 0 | 0 | 0 | 0 | 0 | [74 empty] | 0 | 0
|  |  |  | 2.033 | 20.3299 | 0 | 0 | 0 | 0 | 0 | 0 | 0.173 | 0 | 20.33 | 20.33 | 0 | 0 | 0 | 0 | 0 | 0 | 0 | 0 | 0 | [74 empty] | 0 | 0
|  |  |  | 2.0484 | 20.4845 | 0 | 0 | 0 | 0 | 0 | 0 | 0.173 | 0 | 20.484 | 20.484 | 0 | 0 | 0 | 0 | 0 | 0 | 0 | 0 | 0 | [74 empty] | 0 | 0
|  |  |  | 2.0344 | 20.3436 | 0 | 0 | 0 | 0 | 0 | 0 | 0.173 | 0 | 20.344 | 20.344 | 0 | 0 | 0 | 0 | 0 | 0 | 0 | 0 | 0 | [74 empty] | 0 | 0
|  |  |  | 2.0328 | 20.3276 | 0 | 0 | 0 | 0 | 0 | 0 | 0.173 | 0 | 20.328 | 20.328 | 0 | 0 | 0 | 0 | 0 | 0 | 0 | 0 | 0 | [74 empty] | 0 | 0
|  |  |  | 2.0316 | 20.3159 | 0 | 0 | 0 | 0 | 0 | 0 | 0.173 | 0 | 20.316 | 20.316 | 0 | 0 | 0 | 0 | 0 | 0 | 0 | 0 | 0 | [74 empty] | 0 | 0
|  |  |  | 2.0315 | 20.315 | 0 | 0 | 0 | 0 | 0 | 0 | 0.173 | 0 | 20.315 | 20.315 | 0 | 0 | 0 | 0 | 0 | 0 | 0 | 0 | 0 | [74 empty] | 0 | 0
|  |  |  | 2.038 | 20.3796 | 0 | 0 | 0 | 0 | 0 | 0 | 0.173 | 0 | 20.38 | 20.38 | 0 | 0 | 0 | 0 | 0 | 0 | 0 | 0 | 0 | [74 empty] | 0 | 0
|  |  |  | 2.0369 | 20.3693 | 0 | 0 | 0 | 0 | 0 | 0 | 0.173 | 0 | 20.369 | 20.369 | 0 | 0 | 0 | 0 | 0 | 0 | 0 | 0 | 0 | [74 empty] | 0 | 0
|  |  |  | 3.1595 | 31.5951 | 0 | 0 | 0 | 0 | 0 | 0 | 0.173 | 0 | 31.595 | 31.595 | 0 | 0 | 0 | 0 | 0 | 0 | 0 | 0 | 0 | [74 empty] | 0 | 0
|  |  |  | 6.3257 | 63.2574 | 0 | 0 | 0 | 0 | 0 | 0 | 0.173 | 0 | 63.257 | 63.257 | 0 | 0 | 0 | 0 | 0 | 0 | 0 | 0 | 0 | [74 empty] | 0 | 0
|  |  |  | 8.1467 | 81.467 | 0 | 0 | 0 | 0 | 0 | 0 | 0.173 | 0 | 81.467 | 80.187 | 0 | 1.28 | 0 | 0 | 1.28 | 0 | 0 | 0 | 0 | [74 empty] | 0 | 0
|  |  |  | 8.96 | 89.6002 | 0 | 0 | 0 | 0 | 0 | 0 | 0.173 | 0 | 89.6 | 85.5 | 0 | 4.101 | 0 | 0 | 4.101 | 0 | 0 | 0 | 0 | [74 empty] | 0 | 0
|  |  |  | 10.0731 | 100.731 | 0 | 0 | 0 | 0 | 0 | 0 | 0.173 | 0 | 100.731 | 95.235 | 0 | 5.497 | 0 | 0 | 5.497 | 0 | 0 | 0 | 0 | [74 empty] | 0 | 0
|  |  |  | 10.449 | 104.49 | 0 | 0 | 0 | 0 | 0 | 0 | 0.173 | 0 | 104.49 | 94.151 | 0 | 10.339 | 0 | 0 | 10.339 | 0 | 0 | 0 | 0 | [74 empty] | 0 | 0
|  |  |  | 10.272 | 102.72 | 0 | 0 | 0 | 0 | 0 | 0 | 0.173 | 0 | 102.72 | 98.663 | 0 | 4.057 | 0 | 0 | 4.057 | 0 | 0 | 0 | 0 | [74 empty] | 0 | 0
|  |  |  | 10.0831 | 100.831 | 0 | 0 | 0 | 0 | 0 | 0 | 0.173 | 0 | 100.831 | 98.926 | 0 | 1.905 | 0 | 0 | 1.905 | 0 | 0 | 0 | 0 | [74 empty] | 0 | 0
|  |  |  | 10.0068 | 100.068 | 0 | 0 | 0 | 0 | 0 | 0 | 0.173 | 0 | 100.068 | 89.511 | 0 | 10.557 | 0 | 0 | 10.557 | 0 | 0 | 0 | 0 | [74 empty] | 1 | 0
|  |  |  | 9.6023 | 96.0229 | 0 | 0 | 0 | 0 | 0 | 0 | 0.173 | 0 | 96.023 | 91.922 | 0 | 4.101 | 0 | 0 | 4.101 | 0 | 0 | 0 | 0 | [74 empty] | 0 | 0
|  |  |  | 8.7763 | 87.7633 | 0 | 0 | 0 | 0 | 0 | 0 | 0.173 | 0 | 87.763 | 87.763 | 0 | 0 | 0 | 0 | 0 | 0 | 0 | 0 | 0 | [74 empty] | 0 | 0
|  |  |  | 7.069 | 70.6902 | 0 | 0 | 0 | 0 | 0 | 0 | 0.173 | 0 | 70.69 | 70.69 | 0 | 0 | 0 | 0 | 0 | 0 | 0 | 0 | 0 | [74 empty] | 0 | 0
|  |  |  | 6.9251 | 69.251 | 0 | 0 | 0 | 0 | 0 | 0 | 0.173 | 0 | 69.251 | 69.251 | 0 | 0 | 0 | 0 | 0 | 0 | 0 | 0 | 0 | [74 empty] | 0 | 0
|  |  |  | 6.8697 | 68.697 | 0 | 0 | 0 | 0 | 0 | 0 | 0.173 | 0 | 68.697 | 68.697 | 0 | 0 | 0 | 0 | 0 | 0 | 0 | 0 | 0 | [74 empty] | 0 | 0
|  |  |  | 6.8576 | 68.5758 | 0 | 0 | 0 | 0 | 0 | 0 | 0.173 | 0 | 68.576 | 68.576 | 0 | 0 | 0 | 0 | 0 | 0 | 0 | 0 | 0 | [74 empty] | 0 | 0
|  |  |  | 2.0374 | 20.3743 | 0 | 0 | 0 | 0 | 0 | 0 | 0.173 | 0 | 20.374 | 20.374 | 0 | 0 | 0 | 0 | 0 | 0 | 0 | 0 | 0 | [74 empty] | 0 | 0
|  |  |  | 2.0328 | 20.3278 | 0 | 0 | 0 | 0 | 0 | 0 | 0.173 | 0 | 20.328 | 20.328 | 0 | 0 | 0 | 0 | 0 | 0 | 0 | 0 | 0 | [74 empty] | 0 | 0
|  |  |  | 2.0464 | 20.4636 | 0 | 0 | 0 | 0 | 0 | 0 | 0.173 | 0 | 20.464 | 20.464 | 0 | 0 | 0 | 0 | 0 | 0 | 0 | 0 | 0 | [74 empty] | 0 | 0
|  |  |  | 2.0319 | 20.3191 | 0 | 0 | 0 | 0 | 0 | 0 | 0.173 | 0 | 20.319 | 20.319 | 0 | 0 | 0 | 0 | 0 | 0 | 0 | 0 | 0 | [74 empty] | 0 | 0
|  |  |  | 2.032 | 20.3197 | 0 | 0 | 0 | 0 | 0 | 0 | 0.173 | 0 | 20.32 | 20.32 | 0 | 0 | 0 | 0 | 0 | 0 | 0 | 0 | 0 | [74 empty] | 0 | 0
|  |  |  | 2.0313 | 20.3128 | 0 | 0 | 0 | 0 | 0 | 0 | 0.173 | 0 | 20.313 | 20.313 | 0 | 0 | 0 | 0 | 0 | 0 | 0 | 0 | 0 | [74 empty] | 0 | 0
|  |  |  | 2.0314 | 20.3137 | 0 | 0 | 0 | 0 | 0 | 0 | 0.173 | 0 | 20.314 | 20.314 | 0 | 0 | 0 | 0 | 0 | 0 | 0 | 0 | 0 | [74 empty] | 0 | 0
|  |  |  | 2.0647 | 20.6472 | 0 | 0 | 0 | 0 | 0 | 0 | 0.173 | 0 | 20.647 | 20.647 | 0 | 0 | 0 | 0 | 0 | 0 | 0 | 0 | 0 | [74 empty] | 0 | 0
|  |  |  | 2.058 | 20.5798 | 0 | 0 | 0 | 0 | 0 | 0 | 0.173 | 0 | 20.58 | 20.58 | 0 | 0 | 0 | 0 | 0 | 0 | 0 | 0 | 0 | [74 empty] | 0 | 0
|  |  |  | 3.1751 | 31.7513 | 0 | 0 | 0 | 0 | 0 | 0 | 0.173 | 0 | 31.751 | 31.751 | 0 | 0 | 0 | 0 | 0 | 0 | 0 | 0 | 0 | [74 empty] | 0 | 0
|  |  |  | 6.2134 | 62.1342 | 0 | 0 | 0 | 0 | 0 | 0 | 0.173 | 0 | 62.134 | 62.134 | 0 | 0 | 0 | 0 | 0 | 0 | 0 | 0 | 0 | [74 empty] | 0 | 0
|  |  |  | 7.8103 | 78.1028 | 0 | 0 | 0 | 0 | 0 | 0 | 0.173 | 0 | 78.103 | 53.964 | 0 | 24.138 | 0 | 0 | 24.138 | 0 | 0 | 0 | 0 | [74 empty] | 8 | 0
|  |  |  | 8.3478 | 83.4783 | 0 | 0 | 0 | 0 | 0 | 0 | 0.173 | 0 | 83.478 | 35.23 | 0 | 48.248 | 0 | 0 | 48.248 | 0 | 0 | 0 | 0 | [74 empty] | 7 | 0
|  |  |  | 9.165 | 91.65 | 0 | 0 | 0 | 0 | 0 | 0 | 0.173 | 0 | 91.65 | 26.898 | 0 | 64.752 | 0 | 0 | 64.752 | 0 | 0 | 0 | 0 | [74 empty] | 6 | 0
|  |  |  | 9.4793 | 94.7927 | 0 | 0 | 0 | 0 | 0 | 0 | 0.173 | 0 | 94.793 | 21.665 | 0 | 73.128 | 0 | 0 | 73.128 | 0 | 0 | 0 | 0 | [74 empty] | 5 | 0
|  |  |  | 9.5307 | 95.307 | 0 | 0 | 0 | 0 | 0 | 0 | 0.173 | 0 | 95.307 | 23.095 | 0 | 72.212 | 0 | 0 | 72.212 | 0 | 0 | 0 | 0 | [74 empty] | 4 | 0
|  |  |  | 9.0901 | 90.9011 | 0 | 0 | 0 | 0 | 0 | 0 | 0.173 | 0 | 90.901 | 25.422 | 0 | 65.479 | 0 | 0 | 65.479 | 0 | 0 | 0 | 0 | [74 empty] | 3 | 0
|  |  |  | 8.8065 | 88.0652 | 0 | 0 | 0 | 0 | 0 | 0 | 0.173 | 0 | 88.065 | 36.953 | 0 | 51.112 | 0 | 0 | 51.112 | 0 | 0 | 0 | 0 | [74 empty] | 2 | 0
|  |  |  | 8.4352 | 84.3523 | 0 | 0 | 0 | 0 | 0 | 0 | 0.173 | 0 | 84.352 | 54.935 | 0 | 29.417 | 0 | 0 | 29.417 | 0 | 0 | 0 | 0 | [74 empty] | 1 | 0
|  |  |  | 8.1223 | 81.2231 | 0 | 0 | 0 | 0 | 0 | 0 | 0.173 | 0 | 81.223 | 74.098 | 0 | 7.125 | 0 | 0 | 7.125 | 0 | 0 | 0 | 0 | [74 empty] | 0 | 0
|  |  |  | 6.9546 | 69.5458 | 0 | 0 | 0 | 0 | 0 | 0 | 0.173 | 0 | 69.546 | 69.546 | 0 | 0 | 0 | 0 | 0 | 0 | 0 | 0 | 0 | [74 empty] | 0 | 0
|  |  |  | 6.9489 | 69.4886 | 0 | 0 | 0 | 0 | 0 | 0 | 0.173 | 0 | 69.489 | 69.489 | 0 | 0 | 0 | 0 | 0 | 0 | 0 | 0 | 0 | [74 empty] | 0 | 0
|  |  |  | 6.9296 | 69.2956 | 0 | 0 | 0 | 0 | 0 | 0 | 0.173 | 0 | 69.296 | 69.296 | 0 | 0 | 0 | 0 | 0 | 0 | 0 | 0 | 0 | [74 empty] | 0 | 0
|  |  |  | 6.8155 | 68.1553 | 0 | 0 | 0 | 0 | 0 | 0 | 0.173 | 0 | 68.155 | 68.155 | 0 | 0 | 0 | 0 | 0 | 0 | 0 | 0 | 0 | [74 empty] | 0 | 0
|  |  |  | 2.0315 | 20.3146 | 0 | 0 | 0 | 0 | 0 | 0 | 0.173 | 0 | 20.315 | 20.315 | 0 | 0 | 0 | 0 | 0 | 0 | 0 | 0 | 0 | [74 empty] | 0 | 0
|  |  |  | 2.0324 | 20.3243 | 0 | 0 | 0 | 0 | 0 | 0 | 0.173 | 0 | 20.324 | 20.324 | 0 | 0 | 0 | 0 | 0 | 0 | 0 | 0 | 0 | [74 empty] | 0 | 0
|  |  |  | 2.0469 | 20.4695 | 0 | 0 | 0 | 0 | 0 | 0 | 0.173 | 0 | 20.469 | 20.469 | 0 | 0 | 0 | 0 | 0 | 0 | 0 | 0 | 0 | [74 empty] | 0 | 0
|  |  |  | 2.0326 | 20.3263 | 0 | 0 | 0 | 0 | 0 | 0 | 0.173 | 0 | 20.326 | 20.326 | 0 | 0 | 0 | 0 | 0 | 0 | 0 | 0 | 0 | [74 empty] | 0 | 0
|  |  |  | 2.0319 | 20.3188 | 0 | 0 | 0 | 0 | 0 | 0 | 0.173 | 0 | 20.319 | 20.319 | 0 | 0 | 0 | 0 | 0 | 0 | 0 | 0 | 0 | [74 empty] | 0 | 0
|  |  |  | 2.0312 | 20.3117 | 0 | 0 | 0 | 0 | 0 | 0 | 0.173 | 0 | 20.312 | 20.312 | 0 | 0 | 0 | 0 | 0 | 0 | 0 | 0 | 0 | [74 empty] | 0 | 0
|  |  |  | 2.0307 | 20.307 | 0 | 0 | 0 | 0 | 0 | 0 | 0.173 | 0 | 20.307 | 20.307 | 0 | 0 | 0 | 0 | 0 | 0 | 0 | 0 | 0 | [74 empty] | 0 | 0
|  |  |  | 2.0367 | 20.3672 | 0 | 0 | 0 | 0 | 0 | 0 | 0.173 | 0 | 20.367 | 20.367 | 0 | 0 | 0 | 0 | 0 | 0 | 0 | 0 | 0 | [74 empty] | 0 | 0
|  |  |  | 2.0361 | 20.3611 | 0 | 0 | 0 | 0 | 0 | 0 | 0.173 | 0 | 20.361 | 20.361 | 0 | 0 | 0 | 0 | 0 | 0 | 0 | 0 | 0 | [74 empty] | 0 | 0
|  |  |  | 2.0366 | 20.366 | 0 | 0 | 0 | 0 | 0 | 0 | 0.173 | 0 | 20.366 | 20.366 | 0 | 0 | 0 | 0 | 0 | 0 | 0 | 0 | 0 | [74 empty] | 0 | 0
|  |  |  | 1.696 | 16.9598 | 0 | 0 | 0 | 0 | 0 | 0 | 0.173 | 0 | 16.96 | 16.96 | 0 | 0 | 0 | 0 | 0 | 0 | 0 | 0 | 0 | [74 empty] | 0 | 0
|  |  |  | 1.6975 | 16.9748 | 0 | 0 | 0 | 0 | 0 | 0 | 0.173 | 0 | 16.975 | 0 | 0 | 22.132 | 0 | 5.157 | 16.975 | 0 | 0 | 0 | 0 | [74 empty] | 9 | 0
|  |  |  | 1.6997 | 16.9966 | 0 | 0 | 0 | 0 | 0 | 0 | 0.173 | 0 | 16.997 | 2.688 | 0 | 14.309 | 0 | 0 | 14.309 | 0 | 0 | 0 | 0 | [74 empty] | 8 | 0
|  |  |  | 1.702 | 17.0203 | 0 | 0 | 0 | 0 | 0 | 0 | 0.173 | 0 | 17.02 | 0 | 0 | 30.1 | 0 | 13.08 | 17.02 | 0 | 0 | 0 | 0 | [74 empty] | 7 | 0
|  |  |  | 1.7157 | 17.1573 | 0 | 0 | 0 | 0 | 0 | 0 | 0.173 | 0 | 17.157 | 0 | 0 | 45.02 | 0 | 27.862 | 17.158 | 0 | 0 | 0 | 0 | [74 empty] | 6 | 0
|  |  |  | 1.986 | 19.86 | 0 | 0 | 0 | 0 | 0 | 0 | 0.173 | 0 | 19.86 | 0 | 0 | 63.414 | 0 | 43.554 | 19.86 | 0 | 0 | 0 | 0 | [74 empty] | 5 | 0
|  |  |  | 1.7015 | 17.0151 | 0 | 0 | 0 | 0 | 0 | 0 | 0.173 | 0 | 17.015 | 0 | 0 | 44.831 | 0 | 27.816 | 17.015 | 0 | 0 | 0 | 0 | [74 empty] | 4 | 0
|  |  |  | 1.7011 | 17.0106 | 0 | 0 | 0 | 0 | 0 | 0 | 0.173 | 0 | 17.011 | 0 | 0 | 33.896 | 0 | 16.885 | 17.011 | 0 | 0 | 0 | 0 | [74 empty] | 3 | 0
|  |  |  | 1.7002 | 17.0022 | 0 | 0 | 0 | 0 | 0 | 0 | 0.173 | 0 | 17.002 | 0 | 0 | 20.692 | 0 | 3.69 | 17.002 | 0 | 0 | 0 | 0 | [74 empty] | 2 | 0
|  |  |  | 1.8099 | 18.0993 | 0 | 0 | 0 | 0 | 0 | 0 | 0.173 | 0 | 18.099 | 14.493 | 0 | 3.606 | 0 | 0 | 3.606 | 0 | 0 | 0 | 0 | [74 empty] | 1 | 0
|  |  |  | 2.0355 | 20.3554 | 0 | 0 | 0 | 0 | 0 | 0 | 0.173 | 0 | 20.355 | 20.355 | 0 | 0 | 0 | 0 | 0 | 0 | 0 | 0 | 0 | [74 empty] | 0 | 0
|  |  |  | 2.0352 | 20.3519 | 0 | 0 | 0 | 0 | 0 | 0 | 0.173 | 0 | 20.352 | 20.352 | 0 | 0 | 0 | 0 | 0 | 0 | 0 | 0 | 0 | [74 empty] | 0 | 0
|  |  |  | 2.0427 | 20.4272 | 0 | 0 | 0 | 0 | 0 | 0 | 0.173 | 0 | 20.427 | 20.427 | 0 | 0 | 0 | 0 | 0 | 0 | 0 | 0 | 0 | [74 empty] | 0 | 0
|  |  |  | 2.0412 | 20.4125 | 0 | 0 | 0 | 0 | 0 | 0 | 0.173 | 0 | 20.413 | 20.413 | 0 | 0 | 0 | 0 | 0 | 0 | 0 | 0 | 0 | [74 empty] | 0 | 0
|  |  |  | 2.0376 | 20.3762 | 0 | 0 | 0 | 0 | 0 | 0 | 0.173 | 0 | 20.376 | 20.376 | 0 | 0 | 0 | 0 | 0 | 0 | 0 | 0 | 0 | [74 empty] | 0 | 0
|  |  |  | 2.0318 | 20.3182 | 0 | 0 | 0 | 0 | 0 | 0 | 0.173 | 0 | 20.318 | 20.318 | 0 | 0 | 0 | 0 | 0 | 0 | 0 | 0 | 0 | [74 empty] | 0 | 0
|  |  |  | 2.0445 | 20.4447 | 0 | 0 | 0 | 0 | 0 | 0 | 0.173 | 0 | 20.445 | 20.445 | 0 | 0 | 0 | 0 | 0 | 0 | 0 | 0 | 0 | [74 empty] | 0 | 0
|  |  |  | 2.0304 | 20.304 | 0 | 0 | 0 | 0 | 0 | 0 | 0.173 | 0 | 20.304 | 20.304 | 0 | 0 | 0 | 0 | 0 | 0 | 0 | 0 | 0 | [74 empty] | 0 | 0
|  |  |  | 2.0302 | 20.3022 | 0 | 0 | 0 | 0 | 0 | 0 | 0.173 | 0 | 20.302 | 20.302 | 0 | 0 | 0 | 0 | 0 | 0 | 0 | 0 | 0 | [74 empty] | 0 | 0
|  |  |  | 2.0296 | 20.2961 | 0 | 0 | 0 | 0 | 0 | 0 | 0.173 | 0 | 20.296 | 20.296 | 0 | 0 | 0 | 0 | 0 | 0 | 0 | 0 | 0 | [74 empty] | 0 | 0
|  |  |  | 2.0292 | 20.2922 | 0 | 0 | 0 | 0 | 0 | 0 | 0.173 | 0 | 20.292 | 20.292 | 0 | 0 | 0 | 0 | 0 | 0 | 0 | 0 | 0 | [74 empty] | 0 | 0
|  |  |  | 2.0357 | 20.3573 | 0 | 0 | 0 | 0 | 0 | 0 | 0.173 | 0 | 20.357 | 20.357 | 0 | 0 | 0 | 0 | 0 | 0 | 0 | 0 | 0 | [74 empty] | 0 | 0
|  |  |  | 2.0348 | 20.3478 | 0 | 0 | 0 | 0 | 0 | 0 | 0.173 | 0 | 20.348 | 20.348 | 0 | 0 | 0 | 0 | 0 | 0 | 0 | 0 | 0 | [74 empty] | 0 | 0
|  |  |  | 2.0352 | 20.3521 | 0 | 0 | 0 | 0 | 0 | 0 | 0.173 | 0 | 20.352 | 20.352 | 0 | 0 | 0 | 0 | 0 | 0 | 0 | 0 | 0 | [74 empty] | 0 | 0
|  |  |  | 1.6946 | 16.946 | 0 | 0 | 0 | 0 | 0 | 0 | 0.173 | 0 | 16.946 | 16.946 | 0 | 0 | 0 | 0 | 0 | 0 | 0 | 0 | 0 | [74 empty] | 0 | 0
|  |  |  | 1.6961 | 16.9609 | 0 | 0 | 0 | 0 | 0 | 0 | 0.173 | 0 | 16.961 | 10.214 | 0 | 6.747 | 0 | 0 | 6.747 | 0 | 0 | 0 | 0 | [74 empty] | 6 | 0
|  |  |  | 1.6987 | 16.9871 | 0 | 0 | 0 | 0 | 0 | 0 | 0.173 | 0 | 16.987 | 0 | 0 | 24.124 | 0 | 7.137 | 16.987 | 0 | 0 | 0 | 0 | [74 empty] | 5 | 0
|  |  |  | 1.7014 | 17.014 | 0 | 0 | 0 | 0 | 0 | 0 | 0.173 | 0 | 17.014 | 0 | 0 | 29.795 | 0 | 12.781 | 17.014 | 0 | 0 | 0 | 0 | [74 empty] | 4 | 0
|  |  |  | 2.1766 | 21.7655 | 0 | 0 | 0 | 0 | 0 | 0 | 0.173 | 0 | 21.766 | 0 | 0 | 34.797 | 0 | 13.032 | 21.765 | 0 | 0 | 0 | 0 | [74 empty] | 3 | 0
|  |  |  | 2.8329 | 28.3286 | 0 | 0 | 0 | 0 | 0 | 0 | 0.173 | 0 | 28.329 | 0 | 0 | 31.249 | 0 | 2.921 | 28.328 | 0 | 0 | 0 | 0 | [74 empty] | 2 | 0
|  |  |  | 2.7617 | 27.6168 | 0 | 0 | 0 | 0 | 0 | 0 | 0.173 | 0 | 27.617 | 0 | 0 | 31.322 | 0 | 3.705 | 27.617 | 0 | 0 | 0 | 0 | [74 empty] | 1 | 0
|  |  |  | 2.2144 | 22.144 | 0 | 0 | 0 | 0 | 0 | 0 | 0.173 | 0 | 22.144 | 22.042 | 0 | 0.102 | 0 | 0 | 0.102 | 0 | 0 | 0 | 0 | [74 empty] | 0 | 0
|  |  |  | 1.9606 | 19.6064 | 0 | 0 | 0 | 0 | 0 | 0 | 0.173 | 0 | 19.606 | 1.662 | 0 | 17.944 | 0 | 0 | 17.944 | 0 | 0 | 0 | 0 | [74 empty] | 1 | 0
|  |  |  | 1.8098 | 18.0978 | 0 | 0 | 0 | 0 | 0 | 0 | 0.173 | 0 | 18.098 | 16.411 | 0 | 1.687 | 0 | 0 | 1.687 | 0 | 0 | 0 | 0 | [74 empty] | 0 | 0
|  |  |  | 2.0357 | 20.3566 | 0 | 0 | 0 | 0 | 0 | 0 | 0.173 | 0 | 20.357 | 20.357 | 0 | 0 | 0 | 0 | 0 | 0 | 0 | 0 | 0 | [74 empty] | 0 | 0
|  |  |  | 2.0357 | 20.3572 | 0 | 0 | 0 | 0 | 0 | 0 | 0.173 | 0 | 20.357 | 20.357 | 0 | 0 | 0 | 0 | 0 | 0 | 0 | 0 | 0 | [74 empty] | 0 | 0
|  |  |  | 2.0426 | 20.4261 | 0 | 0 | 0 | 0 | 0 | 0 | 0.173 | 0 | 20.426 | 20.426 | 0 | 0 | 0 | 0 | 0 | 0 | 0 | 0 | 0 | [74 empty] | 0 | 0
|  |  |  | 2.042 | 20.4202 | 0 | 0 | 0 | 0 | 0 | 0 | 0.173 | 0 | 20.42 | 20.42 | 0 | 0 | 0 | 0 | 0 | 0 | 0 | 0 | 0 | [74 empty] | 0 | 0
|  |  |  | 2.0382 | 20.3818 | 0 | 0 | 0 | 0 | 0 | 0 | 0.173 | 0 | 20.382 | 20.382 | 0 | 0 | 0 | 0 | 0 | 0 | 0 | 0 | 0 | [74 empty] | 0 | 0
|  |  |  | 2.0318 | 20.3175 | 0 | 0 | 0 | 0 | 0 | 0 | 0.173 | 0 | 20.318 | 20.318 | 0 | 0 | 0 | 0 | 0 | 0 | 0 | 0 | 0 | [74 empty] | 0 | 0
|  |  |  | 2.0451 | 20.4514 | 0 | 0 | 0 | 0 | 0 | 0 | 0.173 | 0 | 20.451 | 20.451 | 0 | 0 | 0 | 0 | 0 | 0 | 0 | 0 | 0 | [74 empty] | 0 | 0
|  |  |  | 2.0309 | 20.3091 | 0 | 0 | 0 | 0 | 0 | 0 | 0.173 | 0 | 20.309 | 20.309 | 0 | 0 | 0 | 0 | 0 | 0 | 0 | 0 | 0 | [74 empty] | 0 | 0
|  |  |  | 2.0305 | 20.3045 | 0 | 0 | 0 | 0 | 0 | 0 | 0.173 | 0 | 20.304 | 20.304 | 0 | 0 | 0 | 0 | 0 | 0 | 0 | 0 | 0 | [74 empty] | 0 | 0
|  |  |  | 2.0301 | 20.3013 | 0 | 0 | 0 | 0 | 0 | 0 | 0.173 | 0 | 20.301 | 20.301 | 0 | 0 | 0 | 0 | 0 | 0 | 0 | 0 | 0 | [74 empty] | 0 | 0
|  |  |  | 2.0297 | 20.2968 | 0 | 0 | 0 | 0 | 0 | 0 | 0.173 | 0 | 20.297 | 20.297 | 0 | 0 | 0 | 0 | 0 | 0 | 0 | 0 | 0 | [74 empty] | 0 | 0
|  |  |  | 2.0358 | 20.358 | 0 | 0 | 0 | 0 | 0 | 0 | 0.173 | 0 | 20.358 | 20.358 | 0 | 0 | 0 | 0 | 0 | 0 | 0 | 0 | 0 | [74 empty] | 0 | 0
|  |  |  | 2.0347 | 20.3473 | 0 | 0 | 0 | 0 | 0 | 0 | 0.173 | 0 | 20.347 | 20.347 | 0 | 0 | 0 | 0 | 0 | 0 | 0 | 0 | 0 | [74 empty] | 0 | 0
|  |  |  | 2.0352 | 20.3517 | 0 | 0 | 0 | 0 | 0 | 0 | 0.173 | 0 | 20.352 | 20.352 | 0 | 0 | 0 | 0 | 0 | 0 | 0 | 0 | 0 | [74 empty] | 0 | 0
|  |  |  | 1.695 | 16.9499 | 0 | 0 | 0 | 0 | 0 | 0 | 0.173 | 0 | 16.95 | 16.95 | 0 | 0 | 0 | 0 | 0 | 0 | 0 | 0 | 0 | [74 empty] | 0 | 0
|  |  |  | 1.6978 | 16.9775 | 0 | 0 | 0 | 0 | 0 | 0 | 0.173 | 0 | 16.978 | 3.076 | 0 | 13.901 | 0 | 0 | 13.901 | 0 | 0 | 0 | 0 | [74 empty] | 8 | 0
|  |  |  | 1.701 | 17.0105 | 0 | 0 | 0 | 0 | 0 | 0 | 0.173 | 0 | 17.01 | 4.301 | 0 | 12.709 | 0 | 0 | 12.709 | 0 | 0 | 0 | 0 | [74 empty] | 7 | 0
|  |  |  | 1.7025 | 17.0254 | 0 | 0 | 0 | 0 | 0 | 0 | 0.173 | 0 | 17.025 | 1.67 | 0 | 15.356 | 0 | 0 | 15.356 | 0 | 0 | 0 | 0 | [74 empty] | 6 | 0
|  |  |  | 2.1006 | 21.0062 | 0 | 0 | 0 | 0 | 0 | 0 | 0.173 | 0 | 21.006 | 12.441 | 0 | 8.565 | 0 | 0 | 8.565 | 0 | 0 | 0 | 0 | [74 empty] | 5 | 0
|  |  |  | 2.4875 | 24.8752 | 0 | 0 | 0 | 0 | 0 | 0 | 0.173 | 0 | 24.875 | 7.178 | 0 | 17.697 | 0 | 0 | 17.697 | 0 | 0 | 0 | 0 | [74 empty] | 4 | 0
|  |  |  | 2.8762 | 28.7616 | 0 | 0 | 0 | 0 | 0 | 0 | 0.173 | 0 | 28.762 | 6.775 | 0 | 21.986 | 0 | 0 | 21.986 | 0 | 0 | 0 | 0 | [74 empty] | 3 | 0
|  |  |  | 2.8142 | 28.1421 | 0 | 0 | 0 | 0 | 0 | 0 | 0.173 | 0 | 28.142 | 17.105 | 0 | 11.037 | 0 | 0 | 11.037 | 0 | 0 | 0 | 0 | [74 empty] | 2 | 0
|  |  |  | 2.3322 | 23.3223 | 0 | 0 | 0 | 0 | 0 | 0 | 0.173 | 0 | 23.322 | 17.462 | 0 | 5.86 | 0 | 0 | 5.86 | 0 | 0 | 0 | 0 | [74 empty] | 1 | 0
|  |  |  | 1.8117 | 18.1173 | 0 | 0 | 0 | 0 | 0 | 0 | 0.173 | 0 | 18.117 | 16.46 | 0 | 1.658 | 0 | 0 | 1.658 | 0 | 0 | 0 | 0 | [74 empty] | 0 | 0
|  |  |  | 2.0366 | 20.3662 | 0 | 0 | 0 | 0 | 0 | 0 | 0.173 | 0 | 20.366 | 20.366 | 0 | 0 | 0 | 0 | 0 | 0 | 0 | 0 | 0 | [74 empty] | 0 | 0
|  |  |  | 2.0355 | 20.3554 | 0 | 0 | 0 | 0 | 0 | 0 | 0.173 | 0 | 20.355 | 20.355 | 0 | 0 | 0 | 0 | 0 | 0 | 0 | 0 | 0 | [74 empty] | 0 | 0
|  |  |  | 2.0427 | 20.4275 | 0 | 0 | 0 | 0 | 0 | 0 | 0.173 | 0 | 20.428 | 20.428 | 0 | 0 | 0 | 0 | 0 | 0 | 0 | 0 | 0 | [74 empty] | 0 | 0
|  |  |  | 2.0422 | 20.4217 | 0 | 0 | 0 | 0 | 0 | 0 | 0.173 | 0 | 20.422 | 20.422 | 0 | 0 | 0 | 0 | 0 | 0 | 0 | 0 | 0 | [74 empty] | 0 | 0
|  |  |  | 2.0379 | 20.3794 | 0 | 0 | 0 | 0 | 0 | 0 | 0.173 | 0 | 20.379 | 20.379 | 0 | 0 | 0 | 0 | 0 | 0 | 0 | 0 | 0 | [74 empty] | 0 | 0
|  |  |  | 2.032 | 20.32 | 0 | 0 | 0 | 0 | 0 | 0 | 0.173 | 0 | 20.32 | 20.32 | 0 | 0 | 0 | 0 | 0 | 0 | 0 | 0 | 0 | [74 empty] | 0 | 0
|  |  |  | 2.0453 | 20.4528 | 0 | 0 | 0 | 0 | 0 | 0 | 0.173 | 0 | 20.453 | 20.453 | 0 | 0 | 0 | 0 | 0 | 0 | 0 | 0 | 0 | [74 empty] | 0 | 0
|  |  |  | 2.0321 | 20.3212 | 0 | 0 | 0 | 0 | 0 | 0 | 0.173 | 0 | 20.321 | 20.321 | 0 | 0 | 0 | 0 | 0 | 0 | 0 | 0 | 0 | [74 empty] | 0 | 0
|  |  |  | 2.031 | 20.3102 | 0 | 0 | 0 | 0 | 0 | 0 | 0.173 | 0 | 20.31 | 20.31 | 0 | 0 | 0 | 0 | 0 | 0 | 0 | 0 | 0 | [74 empty] | 0 | 0
|  |  |  | 2.0298 | 20.2981 | 0 | 0 | 0 | 0 | 0 | 0 | 0.173 | 0 | 20.298 | 20.298 | 0 | 0 | 0 | 0 | 0 | 0 | 0 | 0 | 0 | [74 empty] | 0 | 0
|  |  |  | 2.0293 | 20.2935 | 0 | 0 | 0 | 0 | 0 | 0 | 0.173 | 0 | 20.293 | 20.293 | 0 | 0 | 0 | 0 | 0 | 0 | 0 | 0 | 0 | [74 empty] | 0 | 0
|  |  |  | 2.063 | 20.6299 | 0 | 0 | 0 | 0 | 0 | 0 | 0.173 | 0 | 20.63 | 20.63 | 0 | 0 | 0 | 0 | 0 | 0 | 0 | 0 | 0 | [74 empty] | 0 | 0
|  |  |  | 2.0583 | 20.5827 | 0 | 0 | 0 | 0 | 0 | 0 | 0.173 | 0 | 20.583 | 20.583 | 0 | 0 | 0 | 0 | 0 | 0 | 0 | 0 | 0 | [74 empty] | 0 | 0
|  |  |  | 3.2299 | 32.2989 | 0 | 0 | 0 | 0 | 0 | 0 | 0.173 | 0 | 32.299 | 32.299 | 0 | 0 | 0 | 0 | 0 | 0 | 0 | 0 | 0 | [74 empty] | 0 | 0
|  |  |  | 6.2142 | 62.1416 | 0 | 0 | 0 | 0 | 0 | 0 | 0.173 | 0 | 62.142 | 62.142 | 0 | 0 | 0 | 0 | 0 | 0 | 0 | 0 | 0 | [74 empty] | 0 | 0
|  |  |  | 7.6474 | 76.4739 | 0 | 0 | 0 | 0 | 0 | 0 | 0.173 | 0 | 76.474 | 75.994 | 0 | 0.48 | 0 | 0 | 0.48 | 0 | 0 | 0 | 0 | [74 empty] | 0 | 0
|  |  |  | 7.7008 | 77.0083 | 0 | 0 | 0 | 0 | 0 | 0 | 0.173 | 0 | 77.008 | 69.142 | 0 | 7.867 | 0 | 0 | 7.867 | 0 | 0 | 0 | 0 | [74 empty] | 1 | 0
|  |  |  | 8.2818 | 82.8183 | 0 | 0 | 0 | 0 | 0 | 0 | 0.173 | 0 | 82.818 | 78.907 | 0 | 3.912 | 0 | 0 | 3.912 | 0 | 0 | 0 | 0 | [74 empty] | 0 | 0
|  |  |  | 8.4637 | 84.6372 | 0 | 0 | 0 | 0 | 0 | 0 | 0.173 | 0 | 84.637 | 77.308 | 0 | 7.329 | 0 | 0 | 7.329 | 0 | 0 | 0 | 0 | [74 empty] | 0 | 0
|  |  |  | 8.2366 | 82.3662 | 0 | 0 | 0 | 0 | 0 | 0 | 0.173 | 0 | 82.366 | 79.603 | 0 | 2.763 | 0 | 0 | 2.763 | 0 | 0 | 0 | 0 | [74 empty] | 0 | 0
|  |  |  | 8.2386 | 82.3865 | 0 | 0 | 0 | 0 | 0 | 0 | 0.173 | 0 | 82.386 | 77.457 | 0 | 4.929 | 0 | 0 | 4.929 | 0 | 0 | 0 | 0 | [74 empty] | 0 | 0
|  |  |  | 8.2365 | 82.365 | 0 | 0 | 0 | 0 | 0 | 0 | 0.173 | 0 | 82.365 | 78.846 | 0 | 3.519 | 0 | 0 | 3.519 | 0 | 0 | 0 | 0 | [74 empty] | 0 | 0
|  |  |  | 7.9015 | 79.015 | 0 | 0 | 0 | 0 | 0 | 0 | 0.173 | 0 | 79.015 | 78.797 | 0 | 0.218 | 0 | 0 | 0.218 | 0 | 0 | 0 | 0 | [74 empty] | 0 | 0
|  |  |  | 7.6653 | 76.6532 | 0 | 0 | 0 | 0 | 0 | 0 | 0.173 | 0 | 76.653 | 76.653 | 0 | 0 | 0 | 0 | 0 | 0 | 0 | 0 | 0 | [74 empty] | 0 | 0
|  |  |  | 6.5496 | 65.4964 | 0 | 0 | 0 | 0 | 0 | 0 | 0.173 | 0 | 65.496 | 65.496 | 0 | 0 | 0 | 0 | 0 | 0 | 0 | 0 | 0 | [74 empty] | 0 | 0
|  |  |  | 6.5496 | 65.4965 | 0 | 0 | 0 | 0 | 0 | 0 | 0.173 | 0 | 65.497 | 65.497 | 0 | 0 | 0 | 0 | 0 | 0 | 0 | 0 | 0 | [74 empty] | 0 | 0
|  |  |  | 6.5493 | 65.493 | 0 | 0 | 0 | 0 | 0 | 0 | 0.173 | 0 | 65.493 | 65.493 | 0 | 0 | 0 | 0 | 0 | 0 | 0 | 0 | 0 | [74 empty] | 0 | 0
|  |  |  | 6.5494 | 65.4937 | 0 | 0 | 0 | 0 | 0 | 0 | 0.173 | 0 | 65.494 | 65.494 | 0 | 0 | 0 | 0 | 0 | 0 | 0 | 0 | 0 | [74 empty] | 0 | 0
|  |  |  | 2.0299 | 20.2988 | 0 | 0 | 0 | 0 | 0 | 0 | 0.173 | 0 | 20.299 | 20.299 | 0 | 0 | 0 | 0 | 0 | 0 | 0 | 0 | 0 | [74 empty] | 0 | 0
|  |  |  | 2.0305 | 20.3052 | 0 | 0 | 0 | 0 | 0 | 0 | 0.173 | 0 | 20.305 | 20.305 | 0 | 0 | 0 | 0 | 0 | 0 | 0 | 0 | 0 | [74 empty] | 0 | 0
|  |  |  | 2.0448 | 20.4485 | 0 | 0 | 0 | 0 | 0 | 0 | 0.173 | 0 | 20.449 | 20.449 | 0 | 0 | 0 | 0 | 0 | 0 | 0 | 0 | 0 | [74 empty] | 0 | 0
|  |  |  | 2.0307 | 20.3067 | 0 | 0 | 0 | 0 | 0 | 0 | 0.173 | 0 | 20.307 | 20.307 | 0 | 0 | 0 | 0 | 0 | 0 | 0 | 0 | 0 | [74 empty] | 0 | 0
|  |  |  | 2.0308 | 20.3076 | 0 | 0 | 0 | 0 | 0 | 0 | 0.173 | 0 | 20.308 | 20.308 | 0 | 0 | 0 | 0 | 0 | 0 | 0 | 0 | 0 | [74 empty] | 0 | 0
|  |  |  | 2.0306 | 20.3058 | 0 | 0 | 0 | 0 | 0 | 0 | 0.173 | 0 | 20.306 | 20.306 | 0 | 0 | 0 | 0 | 0 | 0 | 0 | 0 | 0 | [74 empty] | 0 | 0
|  |  |  | 2.0304 | 20.3039 | 0 | 0 | 0 | 0 | 0 | 0 | 0.173 | 0 | 20.304 | 20.304 | 0 | 0 | 0 | 0 | 0 | 0 | 0 | 0 | 0 | [74 empty] | 0 | 0
|  |  |  | 2.037 | 20.3703 | 0 | 0 | 0 | 0 | 0 | 0 | 0.173 | 0 | 20.37 | 20.37 | 0 | 0 | 0 | 0 | 0 | 0 | 0 | 0 | 0 | [74 empty] | 0 | 0
|  |  |  | 2.0365 | 20.3651 | 0 | 0 | 0 | 0 | 0 | 0 | 0.173 | 0 | 20.365 | 20.365 | 0 | 0 | 0 | 0 | 0 | 0 | 0 | 0 | 0 | [74 empty] | 0 | 0
|  |  |  | 3.2191 | 32.1906 | 0 | 0 | 0 | 0 | 0 | 0 | 0.173 | 0 | 32.191 | 32.191 | 0 | 0 | 0 | 0 | 0 | 0 | 0 | 0 | 0 | [74 empty] | 0 | 0
|  |  |  | 6.2154 | 62.1545 | 0 | 0 | 0 | 0 | 0 | 0 | 0.173 | 0 | 62.154 | 62.154 | 0 | 0 | 0 | 0 | 0 | 0 | 0 | 0 | 0 | [74 empty] | 0 | 0
|  |  |  | 7.6483 | 76.483 | 0 | 0 | 0 | 0 | 0 | 0 | 0.173 | 0 | 76.483 | 56.14 | 0 | 20.343 | 0 | 0 | 20.343 | 0 | 0 | 0 | 0 | [74 empty] | 9 | 0
|  |  |  | 7.6794 | 76.7941 | 0 | 0 | 0 | 0 | 0 | 0 | 0.173 | 0 | 76.794 | 32.705 | 0 | 44.089 | 0 | 0 | 44.089 | 0 | 0 | 0 | 0 | [74 empty] | 8 | 0
|  |  |  | 7.9828 | 79.8281 | 0 | 0 | 0 | 0 | 0 | 0 | 0.173 | 0 | 79.828 | 17.49 | 0 | 62.338 | 0 | 0 | 62.338 | 0 | 0 | 0 | 0 | [74 empty] | 7 | 0
|  |  |  | 8.2081 | 82.0813 | 0 | 0 | 0 | 0 | 0 | 0 | 0.173 | 0 | 82.081 | 8.924 | 0 | 73.157 | 0 | 0 | 73.157 | 0 | 0 | 0 | 0 | [74 empty] | 6 | 0
|  |  |  | 8.473 | 84.7302 | 0 | 0 | 0 | 0 | 0 | 0 | 0.173 | 0 | 84.73 | 10.017 | 0 | 74.713 | 0 | 0 | 74.713 | 0 | 0 | 0 | 0 | [74 empty] | 5 | 0
|  |  |  | 8.4786 | 84.7855 | 0 | 0 | 0 | 0 | 0 | 0 | 0.173 | 0 | 84.785 | 17.009 | 0 | 67.777 | 0 | 0 | 67.777 | 0 | 0 | 0 | 0 | [74 empty] | 4 | 0
|  |  |  | 8.45 | 84.5004 | 0 | 0 | 0 | 0 | 0 | 0 | 0.173 | 0 | 84.5 | 31.483 | 0 | 53.017 | 0 | 0 | 53.017 | 0 | 0 | 0 | 0 | [74 empty] | 3 | 0
|  |  |  | 8.1052 | 81.052 | 0 | 0 | 0 | 0 | 0 | 0 | 0.173 | 0 | 81.052 | 49.294 | 0 | 31.758 | 0 | 0 | 31.758 | 0 | 0 | 0 | 0 | [74 empty] | 2 | 0
|  |  |  | 7.798 | 77.9805 | 0 | 0 | 0 | 0 | 0 | 0 | 0.173 | 0 | 77.98 | 69.968 | 0 | 8.012 | 0 | 0 | 8.012 | 0 | 0 | 0 | 0 | [74 empty] | 1 | 0
|  |  |  | 6.5992 | 65.9921 | 0 | 0 | 0 | 0 | 0 | 0 | 0.173 | 0 | 65.992 | 65.992 | 0 | 0 | 0 | 0 | 0 | 0 | 0 | 0 | 0 | [74 empty] | 0 | 0
|  |  |  | 6.5499 | 65.4989 | 0 | 0 | 0 | 0 | 0 | 0 | 0.173 | 0 | 65.499 | 65.499 | 0 | 0 | 0 | 0 | 0 | 0 | 0 | 0 | 0 | [74 empty] | 0 | 0
|  |  |  | 6.5581 | 65.5806 | 0 | 0 | 0 | 0 | 0 | 0 | 0.173 | 0 | 65.581 | 65.581 | 0 | 0 | 0 | 0 | 0 | 0 | 0 | 0 | 0 | [74 empty] | 0 | 0
|  |  |  | 6.5861 | 65.8607 | 0 | 0 | 0 | 0 | 0 | 0 | 0.173 | 0 | 65.861 | 65.861 | 0 | 0 | 0 | 0 | 0 | 0 | 0 | 0 | 0 | [74 empty] | 0 | 0
|  |  |  | 2.0356 | 20.3559 | 0 | 0 | 0 | 0 | 0 | 0 | 0.173 | 0 | 20.356 | 20.356 | 0 | 0 | 0 | 0 | 0 | 0 | 0 | 0 | 0 | [74 empty] | 0 | 0
|  |  |  | 2.0311 | 20.3105 | 0 | 0 | 0 | 0 | 0 | 0 | 0.173 | 0 | 20.311 | 20.311 | 0 | 0 | 0 | 0 | 0 | 0 | 0 | 0 | 0 | [74 empty] | 0 | 0
|  |  |  | 2.0454 | 20.4541 | 0 | 0 | 0 | 0 | 0 | 0 | 0.173 | 0 | 20.454 | 20.454 | 0 | 0 | 0 | 0 | 0 | 0 | 0 | 0 | 0 | [74 empty] | 0 | 0
|  |  |  | 2.031 | 20.3101 | 0 | 0 | 0 | 0 | 0 | 0 | 0.173 | 0 | 20.31 | 20.31 | 0 | 0 | 0 | 0 | 0 | 0 | 0 | 0 | 0 | [74 empty] | 0 | 0
|  |  |  | 2.0308 | 20.3083 | 0 | 0 | 0 | 0 | 0 | 0 | 0.173 | 0 | 20.308 | 20.308 | 0 | 0 | 0 | 0 | 0 | 0 | 0 | 0 | 0 | [74 empty] | 0 | 0
|  |  |  | 2.0306 | 20.3061 | 0 | 0 | 0 | 0 | 0 | 0 | 0.173 | 0 | 20.306 | 20.306 | 0 | 0 | 0 | 0 | 0 | 0 | 0 | 0 | 0 | [74 empty] | 0 | 0
|  |  |  | 2.0305 | 20.3054 | 0 | 0 | 0 | 0 | 0 | 0 | 0.173 | 0 | 20.305 | 20.305 | 0 | 0 | 0 | 0 | 0 | 0 | 0 | 0 | 0 | [74 empty] | 0 | 0
|  |  |  | 2.0368 | 20.3676 | 0 | 0 | 0 | 0 | 0 | 0 | 0.173 | 0 | 20.368 | 20.368 | 0 | 0 | 0 | 0 | 0 | 0 | 0 | 0 | 0 | [74 empty] | 0 | 0
|  |  |  | 2.0362 | 20.3617 | 0 | 0 | 0 | 0 | 0 | 0 | 0.173 | 0 | 20.362 | 20.362 | 0 | 0 | 0 | 0 | 0 | 0 | 0 | 0 | 0 | [74 empty] | 0 | 0
|  |  |  | 3.2201 | 32.2011 | 0 | 0 | 0 | 0 | 0 | 0 | 0.173 | 0 | 32.201 | 32.201 | 0 | 0 | 0 | 0 | 0 | 0 | 0 | 0 | 0 | [74 empty] | 0 | 0
|  |  |  | 6.2151 | 62.1508 | 0 | 0 | 0 | 0 | 0 | 0 | 0.173 | 0 | 62.151 | 62.151 | 0 | 0 | 0 | 0 | 0 | 0 | 0 | 0 | 0 | [74 empty] | 0 | 0
|  |  |  | 7.6472 | 76.4717 | 0 | 0 | 0 | 0 | 0 | 0 | 0.173 | 0 | 76.472 | 51.926 | 0 | 24.546 | 0 | 0 | 24.546 | 0 | 0 | 0 | 0 | [74 empty] | 9 | 0
|  |  |  | 7.7622 | 77.6224 | 0 | 0 | 0 | 0 | 0 | 0 | 0.173 | 0 | 77.622 | 28.153 | 0 | 49.469 | 0 | 0 | 49.469 | 0 | 0 | 0 | 0 | [74 empty] | 8 | 0
|  |  |  | 8.1223 | 81.2229 | 0 | 0 | 0 | 0 | 0 | 0 | 0.173 | 0 | 81.223 | 14.42 | 0 | 66.803 | 0 | 0 | 66.803 | 0 | 0 | 0 | 0 | [74 empty] | 7 | 0
|  |  |  | 8.6494 | 86.4941 | 0 | 0 | 0 | 0 | 0 | 0 | 0.173 | 0 | 86.494 | 10.356 | 0 | 76.138 | 0 | 0 | 76.138 | 0 | 0 | 0 | 0 | [74 empty] | 6 | 0
|  |  |  | 8.5349 | 85.3494 | 0 | 0 | 0 | 0 | 0 | 0 | 0.173 | 0 | 85.349 | 8.324 | 0 | 77.025 | 0 | 0 | 77.025 | 0 | 0 | 0 | 0 | [74 empty] | 5 | 0
|  |  |  | 8.2032 | 82.0322 | 0 | 0 | 0 | 0 | 0 | 0 | 0.173 | 0 | 82.032 | 12.321 | 0 | 69.711 | 0 | 0 | 69.711 | 0 | 0 | 0 | 0 | [74 empty] | 4 | 0
|  |  |  | 7.9942 | 79.9422 | 0 | 0 | 0 | 0 | 0 | 0 | 0.173 | 0 | 79.942 | 24.831 | 0 | 55.111 | 0 | 0 | 55.111 | 0 | 0 | 0 | 0 | [74 empty] | 3 | 0
|  |  |  | 7.8094 | 78.0939 | 0 | 0 | 0 | 0 | 0 | 0 | 0.173 | 0 | 78.094 | 45.231 | 0 | 32.863 | 0 | 0 | 32.863 | 0 | 0 | 0 | 0 | [74 empty] | 2 | 0
|  |  |  | 7.7742 | 77.7418 | 0 | 0 | 0 | 0 | 0 | 0 | 0.173 | 0 | 77.742 | 69.003 | 0 | 8.739 | 0 | 0 | 8.739 | 0 | 0 | 0 | 0 | [74 empty] | 1 | 0
|  |  |  | 6.7939 | 67.9393 | 0 | 0 | 0 | 0 | 0 | 0 | 0.173 | 0 | 67.939 | 67.939 | 0 | 0 | 0 | 0 | 0 | 0 | 0 | 0 | 0 | [74 empty] | 0 | 0
|  |  |  | 6.8403 | 68.4035 | 0 | 0 | 0 | 0 | 0 | 0 | 0.173 | 0 | 68.404 | 68.404 | 0 | 0 | 0 | 0 | 0 | 0 | 0 | 0 | 0 | [74 empty] | 0 | 0
|  |  |  | 6.8493 | 68.4934 | 0 | 0 | 0 | 0 | 0 | 0 | 0.173 | 0 | 68.493 | 68.493 | 0 | 0 | 0 | 0 | 0 | 0 | 0 | 0 | 0 | [74 empty] | 0 | 0
|  |  |  | 6.8976 | 68.9762 | 0 | 0 | 0 | 0 | 0 | 0 | 0.173 | 0 | 68.976 | 68.976 | 0 | 0 | 0 | 0 | 0 | 0 | 0 | 0 | 0 | [74 empty] | 0 | 0
|  |  |  | 2.0376 | 20.3759 | 0 | 0 | 0 | 0 | 0 | 0 | 0.173 | 0 | 20.376 | 20.376 | 0 | 0 | 0 | 0 | 0 | 0 | 0 | 0 | 0 | [74 empty] | 0 | 0
|  |  |  | 2.0331 | 20.3306 | 0 | 0 | 0 | 0 | 0 | 0 | 0.173 | 0 | 20.331 | 20.331 | 0 | 0 | 0 | 0 | 0 | 0 | 0 | 0 | 0 | [74 empty] | 0 | 0
|  |  |  | 2.0472 | 20.4719 | 0 | 0 | 0 | 0 | 0 | 0 | 0.173 | 0 | 20.472 | 20.472 | 0 | 0 | 0 | 0 | 0 | 0 | 0 | 0 | 0 | [74 empty] | 0 | 0
|  |  |  | 2.0331 | 20.3311 | 0 | 0 | 0 | 0 | 0 | 0 | 0.173 | 0 | 20.331 | 20.331 | 0 | 0 | 0 | 0 | 0 | 0 | 0 | 0 | 0 | [74 empty] | 0 | 0
|  |  |  | 2.033 | 20.3299 | 0 | 0 | 0 | 0 | 0 | 0 | 0.173 | 0 | 20.33 | 20.33 | 0 | 0 | 0 | 0 | 0 | 0 | 0 | 0 | 0 | [74 empty] | 0 | 0
|  |  |  | 2.0326 | 20.326 | 0 | 0 | 0 | 0 | 0 | 0 | 0.173 | 0 | 20.326 | 20.326 | 0 | 0 | 0 | 0 | 0 | 0 | 0 | 0 | 0 | [74 empty] | 0 | 0
|  |  |  | 2.0322 | 20.3225 | 0 | 0 | 0 | 0 | 0 | 0 | 0.173 | 0 | 20.322 | 20.322 | 0 | 0 | 0 | 0 | 0 | 0 | 0 | 0 | 0 | [74 empty] | 0 | 0
|  |  |  | 2.067 | 20.6702 | 0 | 0 | 0 | 0 | 0 | 0 | 0.173 | 0 | 20.67 | 20.67 | 0 | 0 | 0 | 0 | 0 | 0 | 0 | 0 | 0 | [74 empty] | 0 | 0
|  |  |  | 2.0612 | 20.6125 | 0 | 0 | 0 | 0 | 0 | 0 | 0.173 | 0 | 20.613 | 20.613 | 0 | 0 | 0 | 0 | 0 | 0 | 0 | 0 | 0 | [74 empty] | 0 | 0
|  |  |  | 3.333 | 33.3302 | 0 | 0 | 0 | 0 | 0 | 0 | 0.173 | 0 | 33.33 | 33.33 | 0 | 0 | 0 | 0 | 0 | 0 | 0 | 0 | 0 | [74 empty] | 0 | 0
|  |  |  | 6.3458 | 63.4576 | 0 | 0 | 0 | 0 | 0 | 0 | 0.173 | 0 | 63.458 | 63.458 | 0 | 0 | 0 | 0 | 0 | 0 | 0 | 0 | 0 | [74 empty] | 0 | 0
|  |  |  | 7.9153 | 79.1532 | 0 | 0 | 0 | 0 | 0 | 0 | 0.173 | 0 | 79.153 | 68.044 | 0 | 11.11 | 0 | 0 | 11.11 | 0 | 0 | 0 | 0 | [74 empty] | 7 | 0
|  |  |  | 8.1642 | 81.6422 | 0 | 0 | 0 | 0 | 0 | 0 | 0.173 | 0 | 81.642 | 44.417 | 0 | 37.226 | 0 | 0 | 37.226 | 0 | 0 | 0 | 0 | [74 empty] | 6 | 0
|  |  |  | 8.4904 | 84.9045 | 0 | 0 | 0 | 0 | 0 | 0 | 0.173 | 0 | 84.905 | 28.194 | 0 | 56.711 | 0 | 0 | 56.711 | 0 | 0 | 0 | 0 | [74 empty] | 5 | 0
|  |  |  | 8.6818 | 86.8177 | 0 | 0 | 0 | 0 | 0 | 0 | 0.173 | 0 | 86.818 | 30.456 | 0 | 56.362 | 0 | 0 | 56.362 | 0 | 0 | 0 | 0 | [74 empty] | 4 | 0
|  |  |  | 8.9986 | 89.986 | 0 | 0 | 0 | 0 | 0 | 0 | 0.173 | 0 | 89.986 | 17.571 | 0 | 72.415 | 0 | 0 | 72.415 | 0 | 0 | 0 | 0 | [74 empty] | 3 | 0
|  |  |  | 9.092 | 90.92 | 0 | 0 | 0 | 0 | 0 | 0 | 0.173 | 0 | 90.92 | 40.869 | 0 | 50.051 | 0 | 0 | 50.051 | 0 | 0 | 0 | 0 | [74 empty] | 2 | 0
|  |  |  | 9.1362 | 91.3617 | 0 | 0 | 0 | 0 | 0 | 0 | 0.173 | 0 | 91.362 | 67.878 | 0 | 23.484 | 0 | 0 | 23.484 | 0 | 0 | 0 | 0 | [74 empty] | 1 | 0
|  |  |  | 8.8709 | 88.7089 | 0 | 0 | 0 | 0 | 0 | 0 | 0.173 | 0 | 88.709 | 80.173 | 0 | 8.536 | 0 | 0 | 8.536 | 0 | 0 | 0 | 0 | [74 empty] | 0 | 0
|  |  |  | 8.6739 | 86.7391 | 0 | 0 | 0 | 0 | 0 | 0 | 0.173 | 0 | 86.739 | 78.058 | 0 | 8.681 | 0 | 0 | 8.681 | 0 | 0 | 0 | 0 | [74 empty] | 1 | 0
|  |  |  | 7.4719 | 74.7194 | 0 | 0 | 0 | 0 | 0 | 0 | 0.173 | 0 | 74.719 | 74.719 | 0 | 0 | 0 | 0 | 0 | 0 | 0 | 0 | 0 | [74 empty] | 0 | 0
|  |  |  | 7.3663 | 73.6629 | 0 | 0 | 0 | 0 | 0 | 0 | 0.173 | 0 | 73.663 | 73.663 | 0 | 0 | 0 | 0 | 0 | 0 | 0 | 0 | 0 | [74 empty] | 0 | 0
|  |  |  | 7.3773 | 73.7731 | 0 | 0 | 0 | 0 | 0 | 0 | 0.173 | 0 | 73.773 | 73.773 | 0 | 0 | 0 | 0 | 0 | 0 | 0 | 0 | 0 | [74 empty] | 0 | 0
|  |  |  | 7.2406 | 72.4057 | 0 | 0 | 0 | 0 | 0 | 0 | 0.173 | 0 | 72.406 | 72.406 | 0 | 0 | 0 | 0 | 0 | 0 | 0 | 0 | 0 | [74 empty] | 0 | 0
|  |  |  | 2.0332 | 20.3318 | 0 | 0 | 0 | 0 | 0 | 0 | 0.173 | 0 | 20.332 | 20.332 | 0 | 0 | 0 | 0 | 0 | 0 | 0 | 0 | 0 | [74 empty] | 0 | 0
|  |  |  | 2.0339 | 20.3394 | 0 | 0 | 0 | 0 | 0 | 0 | 0.173 | 0 | 20.339 | 20.339 | 0 | 0 | 0 | 0 | 0 | 0 | 0 | 0 | 0 | [74 empty] | 0 | 0
|  |  |  | 2.0482 | 20.4825 | 0 | 0 | 0 | 0 | 0 | 0 | 0.173 | 0 | 20.482 | 20.482 | 0 | 0 | 0 | 0 | 0 | 0 | 0 | 0 | 0 | [74 empty] | 0 | 0
|  |  |  | 2.0342 | 20.3416 | 0 | 0 | 0 | 0 | 0 | 0 | 0.173 | 0 | 20.342 | 20.342 | 0 | 0 | 0 | 0 | 0 | 0 | 0 | 0 | 0 | [74 empty] | 0 | 0
|  |  |  | 2.0341 | 20.3405 | 0 | 0 | 0 | 0 | 0 | 0 | 0.173 | 0 | 20.34 | 20.34 | 0 | 0 | 0 | 0 | 0 | 0 | 0 | 0 | 0 | [74 empty] | 0 | 0
|  |  |  | 2.0337 | 20.3371 | 0 | 0 | 0 | 0 | 0 | 0 | 0.173 | 0 | 20.337 | 20.337 | 0 | 0 | 0 | 0 | 0 | 0 | 0 | 0 | 0 | [74 empty] | 0 | 0
|  |  |  | 2.0334 | 20.3342 | 0 | 0 | 0 | 0 | 0 | 0 | 0.173 | 0 | 20.334 | 20.334 | 0 | 0 | 0 | 0 | 0 | 0 | 0 | 0 | 0 | [74 empty] | 0 | 0
|  |  |  | 2.0404 | 20.4036 | 0 | 0 | 0 | 0 | 0 | 0 | 0.173 | 0 | 20.404 | 20.404 | 0 | 0 | 0 | 0 | 0 | 0 | 0 | 0 | 0 | [74 empty] | 0 | 0
|  |  |  | 2.0397 | 20.3972 | 0 | 0 | 0 | 0 | 0 | 0 | 0.173 | 0 | 20.397 | 20.397 | 0 | 0 | 0 | 0 | 0 | 0 | 0 | 0 | 0 | [74 empty] | 0 | 0
|  |  |  | 2.0403 | 20.403 | 0 | 0 | 0 | 0 | 0 | 0 | 0.173 | 0 | 20.403 | 20.403 | 0 | 0 | 0 | 0 | 0 | 0 | 0 | 0 | 0 | [74 empty] | 0 | 0
|  |  |  | 1.6991 | 16.9914 | 0 | 0 | 0 | 0 | 0 | 0 | 0.173 | 0 | 16.991 | 16.991 | 0 | 0 | 0 | 0 | 0 | 0 | 0 | 0 | 0 | [74 empty] | 0 | 0
|  |  |  | 1.6994 | 16.9945 | 0 | 0 | 0 | 0 | 0 | 0 | 0.173 | 0 | 16.995 | 9.578 | 0 | 7.416 | 0 | 0 | 7.416 | 0 | 0 | 0 | 0 | [74 empty] | 9 | 0
|  |  |  | 1.7004 | 17.0042 | 0 | 0 | 0 | 0 | 0 | 0 | 0.173 | 0 | 17.004 | 0 | 0 | 45.616 | 0 | 28.612 | 17.004 | 0 | 0 | 0 | 0 | [74 empty] | 8 | 0
|  |  |  | 1.7011 | 17.0114 | 0 | 0 | 0 | 0 | 0 | 0 | 0.173 | 0 | 17.011 | 0 | 0 | 61.03 | 0 | 44.018 | 17.012 | 0 | 0 | 0 | 0 | [74 empty] | 7 | 0
|  |  |  | 1.9614 | 19.6145 | 0 | 0 | 0 | 0 | 0 | 0 | 0.173 | 0 | 19.614 | 0 | 0 | 69.871 | 0 | 50.256 | 19.615 | 0 | 0 | 0 | 0 | [74 empty] | 6 | 0
|  |  |  | 2.2029 | 22.0292 | 0 | 0 | 0 | 0 | 0 | 0 | 0.173 | 0 | 22.029 | 0 | 0 | 68.78 | 0 | 46.751 | 22.029 | 0 | 0 | 0 | 0 | [74 empty] | 5 | 0
|  |  |  | 2.389 | 23.8897 | 0 | 0 | 0 | 0 | 0 | 0 | 0.173 | 0 | 23.89 | 0 | 0 | 61.96 | 0 | 38.071 | 23.889 | 0 | 0 | 0 | 0 | [74 empty] | 4 | 0
|  |  |  | 2.0815 | 20.8149 | 0 | 0 | 0 | 0 | 0 | 0 | 0.173 | 0 | 20.815 | 0 | 0 | 35.422 | 0 | 14.608 | 20.814 | 0 | 0 | 0 | 0 | [74 empty] | 3 | 0
|  |  |  | 1.8639 | 18.639 | 0 | 0 | 0 | 0 | 0 | 0 | 0.173 | 0 | 18.639 | 0 | 0 | 29.533 | 0 | 10.894 | 18.639 | 0 | 0 | 0 | 0 | [74 empty] | 2 | 0
|  |  |  | 1.8096 | 18.096 | 0 | 0 | 0 | 0 | 0 | 0 | 0.173 | 0 | 18.096 | 10.884 | 0 | 7.212 | 0 | 0 | 7.212 | 0 | 0 | 0 | 0 | [74 empty] | 1 | 0
|  |  |  | 2.0354 | 20.3542 | 0 | 0 | 0 | 0 | 0 | 0 | 0.173 | 0 | 20.354 | 20.354 | 0 | 0 | 0 | 0 | 0 | 0 | 0 | 0 | 0 | [74 empty] | 0 | 0
|  |  |  | 2.0351 | 20.3514 | 0 | 0 | 0 | 0 | 0 | 0 | 0.173 | 0 | 20.351 | 20.351 | 0 | 0 | 0 | 0 | 0 | 0 | 0 | 0 | 0 | [74 empty] | 0 | 0
|  |  |  | 2.0422 | 20.422 | 0 | 0 | 0 | 0 | 0 | 0 | 0.173 | 0 | 20.422 | 20.422 | 0 | 0 | 0 | 0 | 0 | 0 | 0 | 0 | 0 | [74 empty] | 0 | 0
|  |  |  | 2.0417 | 20.4165 | 0 | 0 | 0 | 0 | 0 | 0 | 0.173 | 0 | 20.417 | 20.417 | 0 | 0 | 0 | 0 | 0 | 0 | 0 | 0 | 0 | [74 empty] | 0 | 0
|  |  |  | 2.038 | 20.3804 | 0 | 0 | 0 | 0 | 0 | 0 | 0.173 | 0 | 20.38 | 20.38 | 0 | 0 | 0 | 0 | 0 | 0 | 0 | 0 | 0 | [74 empty] | 0 | 0
|  |  |  | 2.0324 | 20.3237 | 0 | 0 | 0 | 0 | 0 | 0 | 0.173 | 0 | 20.324 | 20.324 | 0 | 0 | 0 | 0 | 0 | 0 | 0 | 0 | 0 | [74 empty] | 0 | 0
|  |  |  | 2.0455 | 20.455 | 0 | 0 | 0 | 0 | 0 | 0 | 0.173 | 0 | 20.455 | 20.455 | 0 | 0 | 0 | 0 | 0 | 0 | 0 | 0 | 0 | [74 empty] | 0 | 0
|  |  |  | 2.0318 | 20.3183 | 0 | 0 | 0 | 0 | 0 | 0 | 0.173 | 0 | 20.318 | 20.318 | 0 | 0 | 0 | 0 | 0 | 0 | 0 | 0 | 0 | [74 empty] | 0 | 0
|  |  |  | 2.0318 | 20.3181 | 0 | 0 | 0 | 0 | 0 | 0 | 0.173 | 0 | 20.318 | 20.318 | 0 | 0 | 0 | 0 | 0 | 0 | 0 | 0 | 0 | [74 empty] | 0 | 0
|  |  |  | 2.0319 | 20.3188 | 0 | 0 | 0 | 0 | 0 | 0 | 0.173 | 0 | 20.319 | 20.319 | 0 | 0 | 0 | 0 | 0 | 0 | 0 | 0 | 0 | [74 empty] | 0 | 0
|  |  |  | 2.0318 | 20.3183 | 0 | 0 | 0 | 0 | 0 | 0 | 0.173 | 0 | 20.318 | 20.318 | 0 | 0 | 0 | 0 | 0 | 0 | 0 | 0 | 0 | [74 empty] | 0 | 0
|  |  |  | 2.039 | 20.3899 | 0 | 0 | 0 | 0 | 0 | 0 | 0.173 | 0 | 20.39 | 20.39 | 0 | 0 | 0 | 0 | 0 | 0 | 0 | 0 | 0 | [74 empty] | 0 | 0
|  |  |  | 2.0385 | 20.3848 | 0 | 0 | 0 | 0 | 0 | 0 | 0.173 | 0 | 20.385 | 20.385 | 0 | 0 | 0 | 0 | 0 | 0 | 0 | 0 | 0 | [74 empty] | 0 | 0
|  |  |  | 2.0388 | 20.3876 | 0 | 0 | 0 | 0 | 0 | 0 | 0.173 | 0 | 20.388 | 20.388 | 0 | 0 | 0 | 0 | 0 | 0 | 0 | 0 | 0 | [74 empty] | 0 | 0
|  |  |  | 1.6974 | 16.9736 | 0 | 0 | 0 | 0 | 0 | 0 | 0.173 | 0 | 16.974 | 16.974 | 0 | 0 | 0 | 0 | 0 | 0 | 0 | 0 | 0 | [74 empty] | 0 | 0
|  |  |  | 1.6976 | 16.9761 | 0 | 0 | 0 | 0 | 0 | 0 | 0.173 | 0 | 16.976 | 4.878 | 0 | 12.098 | 0 | 0 | 12.098 | 0 | 0 | 0 | 0 | [74 empty] | 9 | 0
|  |  |  | 1.6985 | 16.9853 | 0 | 0 | 0 | 0 | 0 | 0 | 0.173 | 0 | 16.985 | 5.89 | 0 | 11.095 | 0 | 0 | 11.095 | 0 | 0 | 0 | 0 | [74 empty] | 8 | 0
|  |  |  | 1.6988 | 16.9882 | 0 | 0 | 0 | 0 | 0 | 0 | 0.173 | 0 | 16.988 | 7.987 | 0 | 9.001 | 0 | 0 | 9.001 | 0 | 0 | 0 | 0 | [74 empty] | 7 | 0
|  |  |  | 1.7114 | 17.1141 | 0 | 0 | 0 | 0 | 0 | 0 | 0.173 | 0 | 17.114 | 0 | 0 | 40.207 | 0 | 23.092 | 17.115 | 0 | 0 | 0 | 0 | [74 empty] | 6 | 0
|  |  |  | 1.6982 | 16.9818 | 0 | 0 | 0 | 0 | 0 | 0 | 0.173 | 0 | 16.982 | 0 | 0 | 37.88 | 0 | 20.898 | 16.982 | 0 | 0 | 0 | 0 | [74 empty] | 5 | 0
|  |  |  | 1.6995 | 16.9954 | 0 | 0 | 0 | 0 | 0 | 0 | 0.173 | 0 | 16.995 | 0 | 0 | 42.068 | 0 | 25.072 | 16.996 | 0 | 0 | 0 | 0 | [74 empty] | 4 | 0
|  |  |  | 1.6997 | 16.9967 | 0 | 0 | 0 | 0 | 0 | 0 | 0.173 | 0 | 16.997 | 0 | 0 | 47.666 | 0 | 30.669 | 16.997 | 0 | 0 | 0 | 0 | [74 empty] | 3 | 0
|  |  |  | 1.6986 | 16.9863 | 0 | 0 | 0 | 0 | 0 | 0 | 0.173 | 0 | 16.986 | 0 | 0 | 28.937 | 0 | 11.951 | 16.986 | 0 | 0 | 0 | 0 | [74 empty] | 2 | 0
|  |  |  | 1.8083 | 18.0828 | 0 | 0 | 0 | 0 | 0 | 0 | 0.173 | 0 | 18.083 | 10.42 | 0 | 7.663 | 0 | 0 | 7.663 | 0 | 0 | 0 | 0 | [74 empty] | 1 | 0
|  |  |  | 2.0342 | 20.3424 | 0 | 0 | 0 | 0 | 0 | 0 | 0.173 | 0 | 20.342 | 20.342 | 0 | 0 | 0 | 0 | 0 | 0 | 0 | 0 | 0 | [74 empty] | 0 | 0
|  |  |  | 2.0341 | 20.3406 | 0 | 0 | 0 | 0 | 0 | 0 | 0.173 | 0 | 20.341 | 20.341 | 0 | 0 | 0 | 0 | 0 | 0 | 0 | 0 | 0 | [74 empty] | 0 | 0
|  |  |  | 2.0414 | 20.4141 | 0 | 0 | 0 | 0 | 0 | 0 | 0.173 | 0 | 20.414 | 20.414 | 0 | 0 | 0 | 0 | 0 | 0 | 0 | 0 | 0 | [74 empty] | 0 | 0
|  |  |  | 2.0411 | 20.4106 | 0 | 0 | 0 | 0 | 0 | 0 | 0.173 | 0 | 20.411 | 20.411 | 0 | 0 | 0 | 0 | 0 | 0 | 0 | 0 | 0 | [74 empty] | 0 | 0
|  |  |  | 2.0375 | 20.375 | 0 | 0 | 0 | 0 | 0 | 0 | 0.173 | 0 | 20.375 | 20.375 | 0 | 0 | 0 | 0 | 0 | 0 | 0 | 0 | 0 | [74 empty] | 0 | 0
|  |  |  | 2.0318 | 20.3185 | 0 | 0 | 0 | 0 | 0 | 0 | 0.173 | 0 | 20.319 | 20.319 | 0 | 0 | 0 | 0 | 0 | 0 | 0 | 0 | 0 | [74 empty] | 0 | 0
|  |  |  | 2.0454 | 20.4535 | 0 | 0 | 0 | 0 | 0 | 0 | 0.173 | 0 | 20.453 | 20.453 | 0 | 0 | 0 | 0 | 0 | 0 | 0 | 0 | 0 | [74 empty] | 0 | 0